## 2300
Sr. No. | Instrument Name | Make | Model | Series | Category | Range start | Range End | Resolution | Unit | Accuracy | Reading Accuracy | Calibration Points |  |  |  |  | Description | Standard 1 | Standard 2 | Calibration Certificate | Testing Certificate
1 | DIFFERENTIAL PRESSURE GAGES | Dwyer | 2001 | SERIES 2000 MAGNEHELIC® DIFFERENTIAL PRESSURE GAGES | Gauges | 0 | 1 | 0.02 | inWC | 2% | 0.5 | 0 | 0.2 | 0.6 | 0.8 | 1 | DISPLAY : 4˝ (101.6 mm) diameter dial face PRESSURE LIMIT : -20 in Hg. to 15 psig AMBIENT OPERATING LIMIT : 20 to 140°F (-6.67 to 60°C). HOUSING : Die cast aluminum case and bezel, with acrylic cover, Exterior finish is coated gray to withstand 168 hour salt spray corrosion test. PROCESS CONNECTION : 1/8" female NPT duplicate high and low pressure taps - one pair side and one pair back. ENCLOSURE RATING : IP67. | 477AV-00
2 | DIFFERENTIAL PRESSURE GAGES | Dwyer | 2002 | SERIES 2000 MAGNEHELIC® DIFFERENTIAL PRESSURE GAGES | Gauges | 0 | 2 | 0.05 | inWC | 2% | 0.5 | 0 | 0.4 | 1.2 | 1.6 | 2 | DISPLAY : 4˝ (101.6 mm) diameter dial face PRESSURE LIMIT : -20 in Hg. to 15 psig AMBIENT OPERATING LIMIT : 20 to 140°F (-6.67 to 60°C). HOUSING : Die cast aluminum case and bezel, with acrylic cover, Exterior finish is coated gray to withstand 168 hour salt spray corrosion test. PROCESS CONNECTION : 1/8" female NPT duplicate high and low pressure taps - one pair side and one pair back. ENCLOSURE RATING : IP67. | 477AV-00
3 | DIFFERENTIAL PRESSURE GAGES | Dwyer | 2003 | SERIES 2000 MAGNEHELIC® DIFFERENTIAL PRESSURE GAGES | Gauges | 0 | 3 | 0.1 | inWC | 2% | 0.5 | 0 | 0.6 | 1.8 | 2.4 | 3 | DISPLAY : 4˝ (101.6 mm) diameter dial face PRESSURE LIMIT : -20 in Hg. to 15 psig AMBIENT OPERATING LIMIT : 20 to 140°F (-6.67 to 60°C). HOUSING : Die cast aluminum case and bezel, with acrylic cover, Exterior finish is coated gray to withstand 168 hour salt spray corrosion test. PROCESS CONNECTION : 1/8" female NPT duplicate high and low pressure taps - one pair side and one pair back. ENCLOSURE RATING : IP67. | 477AV-00
4 | DIFFERENTIAL PRESSURE GAGES | Dwyer | 2004 | SERIES 2000 MAGNEHELIC® DIFFERENTIAL PRESSURE GAGES | Gauges | 0 | 4 | 0.1 | inWC | 2% | 0.5 | 0 | 0.8 | 2.4 | 3.2 | 4 | DISPLAY : 4˝ (101.6 mm) diameter dial face PRESSURE LIMIT : -20 in Hg. to 15 psig AMBIENT OPERATING LIMIT : 20 to 140°F (-6.67 to 60°C). HOUSING : Die cast aluminum case and bezel, with acrylic cover, Exterior finish is coated gray to withstand 168 hour salt spray corrosion test. PROCESS CONNECTION : 1/8" female NPT duplicate high and low pressure taps - one pair side and one pair back. ENCLOSURE RATING : IP67. | 477AV-00
5 | DIFFERENTIAL PRESSURE GAGES | Dwyer | 2005 | SERIES 2000 MAGNEHELIC® DIFFERENTIAL PRESSURE GAGES | Gauges | 0 | 5 | 1 | inWC | 2% | 0.5 | 0 | 1 | 3 | 4 | 5 | DISPLAY : 4˝ (101.6 mm) diameter dial face PRESSURE LIMIT : -20 in Hg. to 15 psig AMBIENT OPERATING LIMIT : 20 to 140°F (-6.67 to 60°C). HOUSING : Die cast aluminum case and bezel, with acrylic cover, Exterior finish is coated gray to withstand 168 hour salt spray corrosion test. PROCESS CONNECTION : 1/8" female NPT duplicate high and low pressure taps - one pair side and one pair back. ENCLOSURE RATING : IP67. | 477B-1
6 | DIFFERENTIAL PRESSURE GAGES | Dwyer | 2006 | SERIES 2000 MAGNEHELIC® DIFFERENTIAL PRESSURE GAGES | Gauges | 0 | 6 | 1 | inWC | 2% | 0.5 | 0 | 1.2 | 3.6 | 4.8 | 6 | DISPLAY : 4˝ (101.6 mm) diameter dial face PRESSURE LIMIT : -20 in Hg. to 15 psig AMBIENT OPERATING LIMIT : 20 to 140°F (-6.67 to 60°C). HOUSING : Die cast aluminum case and bezel, with acrylic cover, Exterior finish is coated gray to withstand 168 hour salt spray corrosion test. PROCESS CONNECTION : 1/8" female NPT duplicate high and low pressure taps - one pair side and one pair back. ENCLOSURE RATING : IP67. | 477B-1
7 | DIFFERENTIAL PRESSURE GAGES | Dwyer | 2008 | SERIES 2000 MAGNEHELIC® DIFFERENTIAL PRESSURE GAGES | Gauges | 0 | 8 | 1 | inWC | 2% | 0.5 | 0 | 1.6 | 4.8 | 6.4 | 8 | DISPLAY : 4˝ (101.6 mm) diameter dial face PRESSURE LIMIT : -20 in Hg. to 15 psig AMBIENT OPERATING LIMIT : 20 to 140°F (-6.67 to 60°C). HOUSING : Die cast aluminum case and bezel, with acrylic cover, Exterior finish is coated gray to withstand 168 hour salt spray corrosion test. PROCESS CONNECTION : 1/8" female NPT duplicate high and low pressure taps - one pair side and one pair back. ENCLOSURE RATING : IP67. | 477B-1
8 | DIFFERENTIAL PRESSURE GAGES | Dwyer | 2010 | SERIES 2000 MAGNEHELIC® DIFFERENTIAL PRESSURE GAGES | Gauges | 0 | 10 | 1 | inWC | 2% | 0.5 | 0 | 2 | 6 | 8 | 10 | DISPLAY : 4˝ (101.6 mm) diameter dial face PRESSURE LIMIT : -20 in Hg. to 15 psig AMBIENT OPERATING LIMIT : 20 to 140°F (-6.67 to 60°C). HOUSING : Die cast aluminum case and bezel, with acrylic cover, Exterior finish is coated gray to withstand 168 hour salt spray corrosion test. PROCESS CONNECTION : 1/8" female NPT duplicate high and low pressure taps - one pair side and one pair back. ENCLOSURE RATING : IP67. | 477B-1
9 | DIFFERENTIAL PRESSURE GAGES | Dwyer | 2012 | SERIES 2000 MAGNEHELIC® DIFFERENTIAL PRESSURE GAGES | Gauges | 0 | 12 | 1 | inWC | 2% | 0.5 | 0 | 2.4 | 7.2 | 9.6 | 12 | DISPLAY : 4˝ (101.6 mm) diameter dial face PRESSURE LIMIT : -20 in Hg. to 15 psig AMBIENT OPERATING LIMIT : 20 to 140°F (-6.67 to 60°C). HOUSING : Die cast aluminum case and bezel, with acrylic cover, Exterior finish is coated gray to withstand 168 hour salt spray corrosion test. PROCESS CONNECTION : 1/8" female NPT duplicate high and low pressure taps - one pair side and one pair back. ENCLOSURE RATING : IP67. | 477B-1
10 | DIFFERENTIAL PRESSURE GAGES | Dwyer | 2015 | SERIES 2000 MAGNEHELIC® DIFFERENTIAL PRESSURE GAGES | Gauges | 0 | 15 | 1 | inWC | 2% | 0.5 | 0 | 3 | 9 | 12 | 15 | DISPLAY : 4˝ (101.6 mm) diameter dial face PRESSURE LIMIT : -20 in Hg. to 15 psig AMBIENT OPERATING LIMIT : 20 to 140°F (-6.67 to 60°C). HOUSING : Die cast aluminum case and bezel, with acrylic cover, Exterior finish is coated gray to withstand 168 hour salt spray corrosion test. PROCESS CONNECTION : 1/8" female NPT duplicate high and low pressure taps - one pair side and one pair back. ENCLOSURE RATING : IP67. | 477B-1
11 | DIFFERENTIAL PRESSURE GAGES | Dwyer | 2020 | SERIES 2000 MAGNEHELIC® DIFFERENTIAL PRESSURE GAGES | Gauges | 0 | 20 | 1 | inWC | 2% | 0.5 | 0 | 4 | 12 | 16 | 20 | DISPLAY : 4˝ (101.6 mm) diameter dial face PRESSURE LIMIT : -20 in Hg. to 15 psig AMBIENT OPERATING LIMIT : 20 to 140°F (-6.67 to 60°C). HOUSING : Die cast aluminum case and bezel, with acrylic cover, Exterior finish is coated gray to withstand 168 hour salt spray corrosion test. PROCESS CONNECTION : 1/8" female NPT duplicate high and low pressure taps - one pair side and one pair back. ENCLOSURE RATING : IP67. | 477B-1
12 | DIFFERENTIAL PRESSURE GAGES | Dwyer | 2025 | SERIES 2000 MAGNEHELIC® DIFFERENTIAL PRESSURE GAGES | Gauges | 0 | 25 | 1 | inWC | 2% | 0.5 | 0 | 5 | 15 | 20 | 25 | DISPLAY : 4˝ (101.6 mm) diameter dial face PRESSURE LIMIT : -20 in Hg. to 15 psig AMBIENT OPERATING LIMIT : 20 to 140°F (-6.67 to 60°C). HOUSING : Die cast aluminum case and bezel, with acrylic cover, Exterior finish is coated gray to withstand 168 hour salt spray corrosion test. PROCESS CONNECTION : 1/8" female NPT duplicate high and low pressure taps - one pair side and one pair back. ENCLOSURE RATING : IP67. | 477AV-02
13 | DIFFERENTIAL PRESSURE GAGES | Dwyer | 2030 | SERIES 2000 MAGNEHELIC® DIFFERENTIAL PRESSURE GAGES | Gauges | 0 | 30 | 1 | inWC | 2% | 0.5 | 0 | 6 | 18 | 24 | 30 | DISPLAY : 4˝ (101.6 mm) diameter dial face PRESSURE LIMIT : -20 in Hg. to 15 psig AMBIENT OPERATING LIMIT : 20 to 140°F (-6.67 to 60°C). HOUSING : Die cast aluminum case and bezel, with acrylic cover, Exterior finish is coated gray to withstand 168 hour salt spray corrosion test. PROCESS CONNECTION : 1/8" female NPT duplicate high and low pressure taps - one pair side and one pair back. ENCLOSURE RATING : IP67. | 477AV-02
14 | DIFFERENTIAL PRESSURE GAGES | Dwyer | 2040 | SERIES 2000 MAGNEHELIC® DIFFERENTIAL PRESSURE GAGES | Gauges | 0 | 40 | 1 | inWC | 2% | 0.5 | 0 | 8 | 24 | 32 | 40 | DISPLAY : 4˝ (101.6 mm) diameter dial face PRESSURE LIMIT : -20 in Hg. to 15 psig AMBIENT OPERATING LIMIT : 20 to 140°F (-6.67 to 60°C). HOUSING : Die cast aluminum case and bezel, with acrylic cover, Exterior finish is coated gray to withstand 168 hour salt spray corrosion test. PROCESS CONNECTION : 1/8" female NPT duplicate high and low pressure taps - one pair side and one pair back. ENCLOSURE RATING : IP67. | 477AV-02
15 | DIFFERENTIAL PRESSURE GAGES | Dwyer | 2050 | SERIES 2000 MAGNEHELIC® DIFFERENTIAL PRESSURE GAGES | Gauges | 0 | 50 | 1 | inWC | 2% | 0.5 | 0 | 10 | 30 | 40 | 50 | DISPLAY : 4˝ (101.6 mm) diameter dial face PRESSURE LIMIT : -20 in Hg. to 15 psig AMBIENT OPERATING LIMIT : 20 to 140°F (-6.67 to 60°C). HOUSING : Die cast aluminum case and bezel, with acrylic cover, Exterior finish is coated gray to withstand 168 hour salt spray corrosion test. PROCESS CONNECTION : 1/8" female NPT duplicate high and low pressure taps - one pair side and one pair back. ENCLOSURE RATING : IP67. | 477AV-02
16 | DIFFERENTIAL PRESSURE GAGES | Dwyer | 2060 | SERIES 2000 MAGNEHELIC® DIFFERENTIAL PRESSURE GAGES | Gauges | 0 | 60 | 1 | inWC | 2% | 0.5 | 0 | 12 | 36 | 48 | 60 | DISPLAY : 4˝ (101.6 mm) diameter dial face PRESSURE LIMIT : -20 in Hg. to 15 psig AMBIENT OPERATING LIMIT : 20 to 140°F (-6.67 to 60°C). HOUSING : Die cast aluminum case and bezel, with acrylic cover, Exterior finish is coated gray to withstand 168 hour salt spray corrosion test. PROCESS CONNECTION : 1/8" female NPT duplicate high and low pressure taps - one pair side and one pair back. ENCLOSURE RATING : IP67. | 477AV-02
17 | DIFFERENTIAL PRESSURE GAGES | Dwyer | 2080 | SERIES 2000 MAGNEHELIC® DIFFERENTIAL PRESSURE GAGES | Gauges | 0 | 80 | 1 | inWC | 2% | 0.5 | 0 | 16 | 48 | 64 | 80 | DISPLAY : 4˝ (101.6 mm) diameter dial face PRESSURE LIMIT : -20 in Hg. to 15 psig AMBIENT OPERATING LIMIT : 20 to 140°F (-6.67 to 60°C). HOUSING : Die cast aluminum case and bezel, with acrylic cover, Exterior finish is coated gray to withstand 168 hour salt spray corrosion test. PROCESS CONNECTION : 1/8" female NPT duplicate high and low pressure taps - one pair side and one pair back. ENCLOSURE RATING : IP67. | 477AV-02
18 | DIFFERENTIAL PRESSURE GAGES | Dwyer | 2100 | SERIES 2000 MAGNEHELIC® DIFFERENTIAL PRESSURE GAGES | Gauges | 0 | 100 | 1 | inWC | 2% | 0.5 | 0 | 20 | 60 | 80 | 100 | DISPLAY : 4˝ (101.6 mm) diameter dial face PRESSURE LIMIT : -20 in Hg. to 15 psig AMBIENT OPERATING LIMIT : 20 to 140°F (-6.67 to 60°C). HOUSING : Die cast aluminum case and bezel, with acrylic cover, Exterior finish is coated gray to withstand 168 hour salt spray corrosion test. PROCESS CONNECTION : 1/8" female NPT duplicate high and low pressure taps - one pair side and one pair back. ENCLOSURE RATING : IP67. | 477AV-02
19 | DIFFERENTIAL PRESSURE GAGES | Dwyer | 2120 | SERIES 2000 MAGNEHELIC® DIFFERENTIAL PRESSURE GAGES | Gauges | 0 | 120 | 1 | inWC | 2% | 0.5 | 0 | 24 | 72 | 96 | 120 | DISPLAY : 4˝ (101.6 mm) diameter dial face PRESSURE LIMIT : -20 in Hg. to 15 psig AMBIENT OPERATING LIMIT : 20 to 140°F (-6.67 to 60°C). HOUSING : Die cast aluminum case and bezel, with acrylic cover, Exterior finish is coated gray to withstand 168 hour salt spray corrosion test. PROCESS CONNECTION : 1/8" female NPT duplicate high and low pressure taps - one pair side and one pair back. ENCLOSURE RATING : IP67. | 477AV-02
20 | DIFFERENTIAL PRESSURE GAGES | Dwyer | 2150 | SERIES 2000 MAGNEHELIC® DIFFERENTIAL PRESSURE GAGES | Gauges | 0 | 150 | 1 | inWC | 2% | 0.5 | 0 | 30 | 90 | 120 | 150 | DISPLAY : 4˝ (101.6 mm) diameter dial face PRESSURE LIMIT : -20 in Hg. to 15 psig AMBIENT OPERATING LIMIT : 20 to 140°F (-6.67 to 60°C). HOUSING : Die cast aluminum case and bezel, with acrylic cover, Exterior finish is coated gray to withstand 168 hour salt spray corrosion test. PROCESS CONNECTION : 1/8" female NPT duplicate high and low pressure taps - one pair side and one pair back. ENCLOSURE RATING : IP67. | 477AV-02
21 | DIFFERENTIAL PRESSURE GAGES | Dwyer | 2160 | SERIES 2000 MAGNEHELIC® DIFFERENTIAL PRESSURE GAGES | Gauges | 0 | 160 | 1 | inWC | 2% | 0.5 | 0 | 32 | 96 | 128 | 160 | DISPLAY : 4˝ (101.6 mm) diameter dial face PRESSURE LIMIT : -20 in Hg. to 15 psig AMBIENT OPERATING LIMIT : 20 to 140°F (-6.67 to 60°C). HOUSING : Die cast aluminum case and bezel, with acrylic cover, Exterior finish is coated gray to withstand 168 hour salt spray corrosion test. PROCESS CONNECTION : 1/8" female NPT duplicate high and low pressure taps - one pair side and one pair back. ENCLOSURE RATING : IP67. | 477AV-02
22 | DIFFERENTIAL PRESSURE GAGES | Dwyer | 2180 | SERIES 2000 MAGNEHELIC® DIFFERENTIAL PRESSURE GAGES | Gauges | 0 | 180 | 1 | inWC | 2% | 0.5 | 0 | 36 | 108 | 144 | 180 | DISPLAY : 4˝ (101.6 mm) diameter dial face PRESSURE LIMIT : -20 in Hg. to 15 psig AMBIENT OPERATING LIMIT : 20 to 140°F (-6.67 to 60°C). HOUSING : Die cast aluminum case and bezel, with acrylic cover, Exterior finish is coated gray to withstand 168 hour salt spray corrosion test. PROCESS CONNECTION : 1/8" female NPT duplicate high and low pressure taps - one pair side and one pair back. ENCLOSURE RATING : IP67. | 477AV-02
23 | DIFFERENTIAL PRESSURE GAGES | Dwyer | 2250 | SERIES 2000 MAGNEHELIC® DIFFERENTIAL PRESSURE GAGES | Gauges | 0 | 250 | 1 | inWC | 2% | 0.5 | 0 | 50 | 150 | 200 | 250 | DISPLAY : 4˝ (101.6 mm) diameter dial face PRESSURE LIMIT : -20 in Hg. to 15 psig AMBIENT OPERATING LIMIT : 20 to 140°F (-6.67 to 60°C). HOUSING : Die cast aluminum case and bezel, with acrylic cover, Exterior finish is coated gray to withstand 168 hour salt spray corrosion test. PROCESS CONNECTION : 1/8" female NPT duplicate high and low pressure taps - one pair side and one pair back. ENCLOSURE RATING : IP67. | 477AV-02
24 | DIFFERENTIAL PRESSURE GAGES | Dwyer | 2300-00 | SERIES 2000 MAGNEHELIC® DIFFERENTIAL PRESSURE GAGES | Gauges | -0.125 | 0.125 | 1 | inWC | 2% | 0.5 | -0.125 | -0.075 | 0.025 | 0.075 | 0.125 | DISPLAY : 4˝ (101.6 mm) diameter dial face PRESSURE LIMIT : -20 in Hg. to 15 psig AMBIENT OPERATING LIMIT : 20 to 140°F (-6.67 to 60°C). HOUSING : Die cast aluminum case and bezel, with acrylic cover, Exterior finish is coated gray to withstand 168 hour salt spray corrosion test. PROCESS CONNECTION : 1/8" female NPT duplicate high and low pressure taps - one pair side and one pair back. ENCLOSURE RATING : IP67. | 477AV-00
25 | DIFFERENTIAL PRESSURE GAGES | Dwyer | 2300-0 | SERIES 2000 MAGNEHELIC® DIFFERENTIAL PRESSURE GAGES | Gauges | -0.25 | 0.25 | 1 | inWC | 2% | 0.5 | -0.25 | -0.15 | 0.05 | 0.15 | 0.25 | DISPLAY : 4˝ (101.6 mm) diameter dial face PRESSURE LIMIT : -20 in Hg. to 15 psig AMBIENT OPERATING LIMIT : 20 to 140°F (-6.67 to 60°C). HOUSING : Die cast aluminum case and bezel, with acrylic cover, Exterior finish is coated gray to withstand 168 hour salt spray corrosion test. PROCESS CONNECTION : 1/8" female NPT duplicate high and low pressure taps - one pair side and one pair back. ENCLOSURE RATING : IP67. | 477AV-00
26 | DIFFERENTIAL PRESSURE GAGES | Dwyer | 2301 | SERIES 2000 MAGNEHELIC® DIFFERENTIAL PRESSURE GAGES | Gauges | -0.5 | 0.5 | 1 | inWC | 2% | 0.5 | -0.5 | -0.3 | 0.1 | 0.3 | 0.5 | DISPLAY : 4˝ (101.6 mm) diameter dial face PRESSURE LIMIT : -20 in Hg. to 15 psig AMBIENT OPERATING LIMIT : 20 to 140°F (-6.67 to 60°C). HOUSING : Die cast aluminum case and bezel, with acrylic cover, Exterior finish is coated gray to withstand 168 hour salt spray corrosion test. PROCESS CONNECTION : 1/8" female NPT duplicate high and low pressure taps - one pair side and one pair back. ENCLOSURE RATING : IP67. | 477AV-00
27 | DIFFERENTIAL PRESSURE GAGES | Dwyer | 2302 | SERIES 2000 MAGNEHELIC® DIFFERENTIAL PRESSURE GAGES | Gauges | -1 | 1 | 1 | inWC | 2% | 0.5 | -1 | -0.6 | 0.2 | 0.6 | 1 | DISPLAY : 4˝ (101.6 mm) diameter dial face PRESSURE LIMIT : -20 in Hg. to 15 psig AMBIENT OPERATING LIMIT : 20 to 140°F (-6.67 to 60°C). HOUSING : Die cast aluminum case and bezel, with acrylic cover, Exterior finish is coated gray to withstand 168 hour salt spray corrosion test. PROCESS CONNECTION : 1/8" female NPT duplicate high and low pressure taps - one pair side and one pair back. ENCLOSURE RATING : IP67. | 477AV-00
28 | DIFFERENTIAL PRESSURE GAGES | Dwyer | 2304 | SERIES 2000 MAGNEHELIC® DIFFERENTIAL PRESSURE GAGES | Gauges | -2 | 2 | 1 | inWC | 2% | 0.5 | -2 | -1.2 | 0.4 | 1.2 | 2 | DISPLAY : 4˝ (101.6 mm) diameter dial face PRESSURE LIMIT : -20 in Hg. to 15 psig AMBIENT OPERATING LIMIT : 20 to 140°F (-6.67 to 60°C). HOUSING : Die cast aluminum case and bezel, with acrylic cover, Exterior finish is coated gray to withstand 168 hour salt spray corrosion test. PROCESS CONNECTION : 1/8" female NPT duplicate high and low pressure taps - one pair side and one pair back. ENCLOSURE RATING : IP67. | 477AV-00
29 | DIFFERENTIAL PRESSURE GAGES | Dwyer | 2310 | SERIES 2000 MAGNEHELIC® DIFFERENTIAL PRESSURE GAGES | Gauges | -5 | 5 | 1 | inWC | 2% | 0.5 | -5 | -3 | 1 | 3 | 5 | DISPLAY : 4˝ (101.6 mm) diameter dial face PRESSURE LIMIT : -20 in Hg. to 15 psig AMBIENT OPERATING LIMIT : 20 to 140°F (-6.67 to 60°C). HOUSING : Die cast aluminum case and bezel, with acrylic cover, Exterior finish is coated gray to withstand 168 hour salt spray corrosion test. PROCESS CONNECTION : 1/8" female NPT duplicate high and low pressure taps - one pair side and one pair back. ENCLOSURE RATING : IP67. | 477B-1
30 | DIFFERENTIAL PRESSURE GAGES | Dwyer | 2320 | SERIES 2000 MAGNEHELIC® DIFFERENTIAL PRESSURE GAGES | Gauges | -10 | 10 | 1 | inWC | 2% | 0.5 | -10 | -6 | 2 | 6 | 10 | DISPLAY : 4˝ (101.6 mm) diameter dial face PRESSURE LIMIT : -20 in Hg. to 15 psig AMBIENT OPERATING LIMIT : 20 to 140°F (-6.67 to 60°C). HOUSING : Die cast aluminum case and bezel, with acrylic cover, Exterior finish is coated gray to withstand 168 hour salt spray corrosion test. PROCESS CONNECTION : 1/8" female NPT duplicate high and low pressure taps - one pair side and one pair back. ENCLOSURE RATING : IP67. | 477B-1
31 | DIFFERENTIAL PRESSURE GAGES | Dwyer | 2330 | SERIES 2000 MAGNEHELIC® DIFFERENTIAL PRESSURE GAGES | Gauges | -15 | 15 | 1 | inWC | 2% | 0.5 | -15 | -9 | 3 | 9 | 15 | DISPLAY : 4˝ (101.6 mm) diameter dial face PRESSURE LIMIT : -20 in Hg. to 15 psig AMBIENT OPERATING LIMIT : 20 to 140°F (-6.67 to 60°C). HOUSING : Die cast aluminum case and bezel, with acrylic cover, Exterior finish is coated gray to withstand 168 hour salt spray corrosion test. PROCESS CONNECTION : 1/8" female NPT duplicate high and low pressure taps - one pair side and one pair back. ENCLOSURE RATING : IP67. | 477B-1
32 | DIFFERENTIAL PRESSURE GAGES | Dwyer | 2201 | SERIES 2000 MAGNEHELIC® DIFFERENTIAL PRESSURE GAGES | Gauges | 0 | 1 | 1 | PSI | 2% | 0.5 | 0 | 0.2 | 0.6 | 0.8 | 1 | DISPLAY : 4˝ (101.6 mm) diameter dial face PRESSURE LIMIT : -20 in Hg. to 15 psig AMBIENT OPERATING LIMIT : 20 to 140°F (-6.67 to 60°C). HOUSING : Die cast aluminum case and bezel, with acrylic cover, Exterior finish is coated gray to withstand 168 hour salt spray corrosion test. PROCESS CONNECTION : 1/8" female NPT duplicate high and low pressure taps - one pair side and one pair back. ENCLOSURE RATING : IP67. | 477AV-02
33 | DIFFERENTIAL PRESSURE GAGES | Dwyer | 2202 | SERIES 2000 MAGNEHELIC® DIFFERENTIAL PRESSURE GAGES | Gauges | 0 | 2 | 1 | PSI | 2% | 0.5 | 0 | 0.4 | 1.2 | 1.6 | 2 | DISPLAY : 4˝ (101.6 mm) diameter dial face PRESSURE LIMIT : -20 in Hg. to 15 psig AMBIENT OPERATING LIMIT : 20 to 140°F (-6.67 to 60°C). HOUSING : Die cast aluminum case and bezel, with acrylic cover, Exterior finish is coated gray to withstand 168 hour salt spray corrosion test. PROCESS CONNECTION : 1/8" female NPT duplicate high and low pressure taps - one pair side and one pair back. ENCLOSURE RATING : IP67. | 477AV-02
34 | DIFFERENTIAL PRESSURE GAGES | Dwyer | 2203 | SERIES 2000 MAGNEHELIC® DIFFERENTIAL PRESSURE GAGES | Gauges | 0 | 3 | 1 | PSI | 2% | 0.5 | 0 | 0.6 | 1.8 | 2.4 | 3 | DISPLAY : 4˝ (101.6 mm) diameter dial face PRESSURE LIMIT : -20 in Hg. to 15 psig AMBIENT OPERATING LIMIT : 20 to 140°F (-6.67 to 60°C). HOUSING : Die cast aluminum case and bezel, with acrylic cover, Exterior finish is coated gray to withstand 168 hour salt spray corrosion test. PROCESS CONNECTION : 1/8" female NPT duplicate high and low pressure taps - one pair side and one pair back. ENCLOSURE RATING : IP67. | 477AV-02
35 | DIFFERENTIAL PRESSURE GAGES | Dwyer | 2204 | SERIES 2000 MAGNEHELIC® DIFFERENTIAL PRESSURE GAGES | Gauges | 0 | 4 | 1 | PSI | 2% | 0.5 | 0 | 0.8 | 2.4 | 3.2 | 4 | DISPLAY : 4˝ (101.6 mm) diameter dial face PRESSURE LIMIT : -20 in Hg. to 15 psig AMBIENT OPERATING LIMIT : 20 to 140°F (-6.67 to 60°C). HOUSING : Die cast aluminum case and bezel, with acrylic cover, Exterior finish is coated gray to withstand 168 hour salt spray corrosion test. PROCESS CONNECTION : 1/8" female NPT duplicate high and low pressure taps - one pair side and one pair back. ENCLOSURE RATING : IP67. | 477AV-02
36 | DIFFERENTIAL PRESSURE GAGES | Dwyer | 2205 | SERIES 2000 MAGNEHELIC® DIFFERENTIAL PRESSURE GAGES | Gauges | 0 | 5 | 1 | PSI | 2% | 0.5 | 0 | 1 | 3 | 4 | 5 | DISPLAY : 4˝ (101.6 mm) diameter dial face PRESSURE LIMIT : -20 in Hg. to 15 psig AMBIENT OPERATING LIMIT : 20 to 140°F (-6.67 to 60°C). HOUSING : Die cast aluminum case and bezel, with acrylic cover, Exterior finish is coated gray to withstand 168 hour salt spray corrosion test. PROCESS CONNECTION : 1/8" female NPT duplicate high and low pressure taps - one pair side and one pair back. ENCLOSURE RATING : IP67. | 477AV-02
37 | DIFFERENTIAL PRESSURE GAGES | Dwyer | 2210 | SERIES 2000 MAGNEHELIC® DIFFERENTIAL PRESSURE GAGES | Gauges | 0 | 10 | 1 | PSI | 2% | 0.5 | 0 | 2 | 6 | 8 | 10 | DISPLAY : 4˝ (101.6 mm) diameter dial face PRESSURE LIMIT : -20 in Hg. to 15 psig AMBIENT OPERATING LIMIT : 20 to 140°F (-6.67 to 60°C). HOUSING : Die cast aluminum case and bezel, with acrylic cover, Exterior finish is coated gray to withstand 168 hour salt spray corrosion test. PROCESS CONNECTION : 1/8" female NPT duplicate high and low pressure taps - one pair side and one pair back. ENCLOSURE RATING : IP67. | 477AV-02
38 | DIFFERENTIAL PRESSURE GAGES | Dwyer | 2215 | SERIES 2000 MAGNEHELIC® DIFFERENTIAL PRESSURE GAGES | Gauges | 0 | 15 | 1 | PSI | 2% | 0.5 | 0 | 3 | 9 | 12 | 15 | DISPLAY : 4˝ (101.6 mm) diameter dial face PRESSURE LIMIT : -20 in Hg. to 15 psig AMBIENT OPERATING LIMIT : 20 to 140°F (-6.67 to 60°C). HOUSING : Die cast aluminum case and bezel, with acrylic cover, Exterior finish is coated gray to withstand 168 hour salt spray corrosion test. PROCESS CONNECTION : 1/8" female NPT duplicate high and low pressure taps - one pair side and one pair back. ENCLOSURE RATING : IP67. | 477AV-02
39 | DIFFERENTIAL PRESSURE GAGES | Dwyer | 2220 | SERIES 2000 MAGNEHELIC® DIFFERENTIAL PRESSURE GAGES | Gauges | 0 | 20 | 1 | PSI | 2% | 0.5 | 0 | 4 | 12 | 16 | 20 | DISPLAY : 4˝ (101.6 mm) diameter dial face PRESSURE LIMIT : -20 in Hg. to 15 psig AMBIENT OPERATING LIMIT : 20 to 140°F (-6.67 to 60°C). HOUSING : Die cast aluminum case and bezel, with acrylic cover, Exterior finish is coated gray to withstand 168 hour salt spray corrosion test. PROCESS CONNECTION : 1/8" female NPT duplicate high and low pressure taps - one pair side and one pair back. ENCLOSURE RATING : IP67. | 477AV-02
40 | DIFFERENTIAL PRESSURE GAGES | Dwyer | 2230 | SERIES 2000 MAGNEHELIC® DIFFERENTIAL PRESSURE GAGES | Gauges | 0 | 30 | 1 | PSI | 2% | 0.5 | 0 | 6 | 18 | 24 | 30 | DISPLAY : 4˝ (101.6 mm) diameter dial face PRESSURE LIMIT : -20 in Hg. to 15 psig AMBIENT OPERATING LIMIT : 20 to 140°F (-6.67 to 60°C). HOUSING : Die cast aluminum case and bezel, with acrylic cover, Exterior finish is coated gray to withstand 168 hour salt spray corrosion test. PROCESS CONNECTION : 1/8" female NPT duplicate high and low pressure taps - one pair side and one pair back. ENCLOSURE RATING : IP67. | 477AV-02
41 | DIFFERENTIAL PRESSURE GAGES | Dwyer | 2000-250CM | SERIES 2000 MAGNEHELIC® DIFFERENTIAL PRESSURE GAGES | Gauges | 0 | 250 | 1 | cmWC | 2% | 0.5 | 0 | 50 | 150 | 200 | 250 | DISPLAY : 4˝ (101.6 mm) diameter dial face PRESSURE LIMIT : -20 in Hg. to 15 psig AMBIENT OPERATING LIMIT : 20 to 140°F (-6.67 to 60°C). HOUSING : Die cast aluminum case and bezel, with acrylic cover, Exterior finish is coated gray to withstand 168 hour salt spray corrosion test. PROCESS CONNECTION : 1/8" female NPT duplicate high and low pressure taps - one pair side and one pair back. ENCLOSURE RATING : IP67. | 477AV-02
42 | DIFFERENTIAL PRESSURE GAGES | Dwyer | 2300-10CM | SERIES 2000 MAGNEHELIC® DIFFERENTIAL PRESSURE GAGES | Gauges | -5 | 5 | 1 | cmWC | 2% | 0.5 | -5 | -3 | 1 | 3 | 5 | DISPLAY : 4˝ (101.6 mm) diameter dial face PRESSURE LIMIT : -20 in Hg. to 15 psig AMBIENT OPERATING LIMIT : 20 to 140°F (-6.67 to 60°C). HOUSING : Die cast aluminum case and bezel, with acrylic cover, Exterior finish is coated gray to withstand 168 hour salt spray corrosion test. PROCESS CONNECTION : 1/8" female NPT duplicate high and low pressure taps - one pair side and one pair back. ENCLOSURE RATING : IP67. | 477AV-02
43 | DIFFERENTIAL PRESSURE GAGES | Dwyer | 2300-30CM | SERIES 2000 MAGNEHELIC® DIFFERENTIAL PRESSURE GAGES | Gauges | -15 | 15 | 1 | cmWC | 2% | 0.5 | -15 | -9 | 3 | 9 | 15 | DISPLAY : 4˝ (101.6 mm) diameter dial face PRESSURE LIMIT : -20 in Hg. to 15 psig AMBIENT OPERATING LIMIT : 20 to 140°F (-6.67 to 60°C). HOUSING : Die cast aluminum case and bezel, with acrylic cover, Exterior finish is coated gray to withstand 168 hour salt spray corrosion test. PROCESS CONNECTION : 1/8" female NPT duplicate high and low pressure taps - one pair side and one pair back. ENCLOSURE RATING : IP67. | 477AV-02
44 | DIFFERENTIAL PRESSURE GAGES | Dwyer | 2000-25MM | SERIES 2000 MAGNEHELIC® DIFFERENTIAL PRESSURE GAGES | Gauges | 0 | 25 | 1 | mmwc | 2% | 0.5 | 0 | 5 | 15 | 20 | 25 | DISPLAY : 4˝ (101.6 mm) diameter dial face PRESSURE LIMIT : -20 in Hg. to 15 psig AMBIENT OPERATING LIMIT : 20 to 140°F (-6.67 to 60°C). HOUSING : Die cast aluminum case and bezel, with acrylic cover, Exterior finish is coated gray to withstand 168 hour salt spray corrosion test. PROCESS CONNECTION : 1/8" female NPT duplicate high and low pressure taps - one pair side and one pair back. ENCLOSURE RATING : IP67. | 477AV-00
45 | DIFFERENTIAL PRESSURE GAGES | Dwyer | 2300-6MM | SERIES 2000 MAGNEHELIC® DIFFERENTIAL PRESSURE GAGES | Gauges | -3 | 3 | 1 | mmwc | 2% | 0.5 | -3 | -1.8 | 0.6 | 1.8 | 3 | DISPLAY : 4˝ (101.6 mm) diameter dial face PRESSURE LIMIT : -20 in Hg. to 15 psig AMBIENT OPERATING LIMIT : 20 to 140°F (-6.67 to 60°C). HOUSING : Die cast aluminum case and bezel, with acrylic cover, Exterior finish is coated gray to withstand 168 hour salt spray corrosion test. PROCESS CONNECTION : 1/8" female NPT duplicate high and low pressure taps - one pair side and one pair back. ENCLOSURE RATING : IP67. | 477AV-00
46 | DIFFERENTIAL PRESSURE GAGES | Dwyer | 2300-10MM | SERIES 2000 MAGNEHELIC® DIFFERENTIAL PRESSURE GAGES | Gauges | -5 | 5 | 1 | mmwc | 2% | 0.5 | -5 | -3 | 1 | 3 | 5 | DISPLAY : 4˝ (101.6 mm) diameter dial face PRESSURE LIMIT : -20 in Hg. to 15 psig AMBIENT OPERATING LIMIT : 20 to 140°F (-6.67 to 60°C). HOUSING : Die cast aluminum case and bezel, with acrylic cover, Exterior finish is coated gray to withstand 168 hour salt spray corrosion test. PROCESS CONNECTION : 1/8" female NPT duplicate high and low pressure taps - one pair side and one pair back. ENCLOSURE RATING : IP67. | 477AV-00
47 | DIFFERENTIAL PRESSURE GAGES | Dwyer | 2300-20MM | SERIES 2000 MAGNEHELIC® DIFFERENTIAL PRESSURE GAGES | Gauges | -10 | 10 | 1 | mmwc | 2% | 0.5 | -10 | -6 | 2 | 6 | 10 | DISPLAY : 4˝ (101.6 mm) diameter dial face PRESSURE LIMIT : -20 in Hg. to 15 psig AMBIENT OPERATING LIMIT : 20 to 140°F (-6.67 to 60°C). HOUSING : Die cast aluminum case and bezel, with acrylic cover, Exterior finish is coated gray to withstand 168 hour salt spray corrosion test. PROCESS CONNECTION : 1/8" female NPT duplicate high and low pressure taps - one pair side and one pair back. ENCLOSURE RATING : IP67. | 477AV-00
48 | DIFFERENTIAL PRESSURE GAGES | Dwyer | 2000-500PA | SERIES 2000 MAGNEHELIC® DIFFERENTIAL PRESSURE GAGES | Gauges | 0 | 500 | 1 | Pa | 2% | 0.5 | 0 | 100 | 300 | 400 | 500 | DISPLAY : 4˝ (101.6 mm) diameter dial face PRESSURE LIMIT : -20 in Hg. to 15 psig AMBIENT OPERATING LIMIT : 20 to 140°F (-6.67 to 60°C). HOUSING : Die cast aluminum case and bezel, with acrylic cover, Exterior finish is coated gray to withstand 168 hour salt spray corrosion test. PROCESS CONNECTION : 1/8" female NPT duplicate high and low pressure taps - one pair side and one pair back. ENCLOSURE RATING : IP67. | 477AV-00
49 | DIFFERENTIAL PRESSURE GAGES | Dwyer | 2300-60PA | SERIES 2000 MAGNEHELIC® DIFFERENTIAL PRESSURE GAGES | Gauges | -30 | 30 | 1 | Pa | 2% | 0.5 | -30 | -18 | 6 | 18 | 30 | DISPLAY : 4˝ (101.6 mm) diameter dial face PRESSURE LIMIT : -20 in Hg. to 15 psig AMBIENT OPERATING LIMIT : 20 to 140°F (-6.67 to 60°C). HOUSING : Die cast aluminum case and bezel, with acrylic cover, Exterior finish is coated gray to withstand 168 hour salt spray corrosion test. PROCESS CONNECTION : 1/8" female NPT duplicate high and low pressure taps - one pair side and one pair back. ENCLOSURE RATING : IP67. | 477AV-00
50 | DIFFERENTIAL PRESSURE GAGES | Dwyer | 2300-100PA | SERIES 2000 MAGNEHELIC® DIFFERENTIAL PRESSURE GAGES | Gauges | -50 | 50 | 1 | Pa | 2% | 0.5 | -50 | -30 | 10 | 30 | 50 | DISPLAY : 4˝ (101.6 mm) diameter dial face PRESSURE LIMIT : -20 in Hg. to 15 psig AMBIENT OPERATING LIMIT : 20 to 140°F (-6.67 to 60°C). HOUSING : Die cast aluminum case and bezel, with acrylic cover, Exterior finish is coated gray to withstand 168 hour salt spray corrosion test. PROCESS CONNECTION : 1/8" female NPT duplicate high and low pressure taps - one pair side and one pair back. ENCLOSURE RATING : IP67. | 477AV-00
51 | DIFFERENTIAL PRESSURE GAGES | Dwyer | 2300-120PA | SERIES 2000 MAGNEHELIC® DIFFERENTIAL PRESSURE GAGES | Gauges | -60 | 60 | 1 | Pa | 2% | 0.5 | -60 | -36 | 12 | 36 | 60 | DISPLAY : 4˝ (101.6 mm) diameter dial face PRESSURE LIMIT : -20 in Hg. to 15 psig AMBIENT OPERATING LIMIT : 20 to 140°F (-6.67 to 60°C). HOUSING : Die cast aluminum case and bezel, with acrylic cover, Exterior finish is coated gray to withstand 168 hour salt spray corrosion test. PROCESS CONNECTION : 1/8" female NPT duplicate high and low pressure taps - one pair side and one pair back. ENCLOSURE RATING : IP67. | 477AV-00
52 | DIFFERENTIAL PRESSURE GAGES | Dwyer | 2300-200PA | SERIES 2000 MAGNEHELIC® DIFFERENTIAL PRESSURE GAGES | Gauges | -100 | 100 | 1 | Pa | 2% | 0.5 | -100 | -60 | 20 | 60 | 100 | DISPLAY : 4˝ (101.6 mm) diameter dial face PRESSURE LIMIT : -20 in Hg. to 15 psig AMBIENT OPERATING LIMIT : 20 to 140°F (-6.67 to 60°C). HOUSING : Die cast aluminum case and bezel, with acrylic cover, Exterior finish is coated gray to withstand 168 hour salt spray corrosion test. PROCESS CONNECTION : 1/8" female NPT duplicate high and low pressure taps - one pair side and one pair back. ENCLOSURE RATING : IP67. | 477AV-00
53 | DIFFERENTIAL PRESSURE GAGES | Dwyer | 2300-250PA | SERIES 2000 MAGNEHELIC® DIFFERENTIAL PRESSURE GAGES | Gauges | -125 | 125 | 1 | Pa | 2% | 0.5 | -125 | -75 | 25 | 75 | 125 | DISPLAY : 4˝ (101.6 mm) diameter dial face PRESSURE LIMIT : -20 in Hg. to 15 psig AMBIENT OPERATING LIMIT : 20 to 140°F (-6.67 to 60°C). HOUSING : Die cast aluminum case and bezel, with acrylic cover, Exterior finish is coated gray to withstand 168 hour salt spray corrosion test. PROCESS CONNECTION : 1/8" female NPT duplicate high and low pressure taps - one pair side and one pair back. ENCLOSURE RATING : IP67. | 477AV-00
54 | DIFFERENTIAL PRESSURE GAGES | Dwyer | 2300-300PA | SERIES 2000 MAGNEHELIC® DIFFERENTIAL PRESSURE GAGES | Gauges | -150 | 150 | 1 | Pa | 2% | 0.5 | -150 | -90 | 30 | 90 | 150 | DISPLAY : 4˝ (101.6 mm) diameter dial face PRESSURE LIMIT : -20 in Hg. to 15 psig AMBIENT OPERATING LIMIT : 20 to 140°F (-6.67 to 60°C). HOUSING : Die cast aluminum case and bezel, with acrylic cover, Exterior finish is coated gray to withstand 168 hour salt spray corrosion test. PROCESS CONNECTION : 1/8" female NPT duplicate high and low pressure taps - one pair side and one pair back. ENCLOSURE RATING : IP67. | 477AV-00
55 | DIFFERENTIAL PRESSURE GAGES | Dwyer | 2300-500PA | SERIES 2000 MAGNEHELIC® DIFFERENTIAL PRESSURE GAGES | Gauges | -250 | 250 | 1 | Pa | 2% | 0.5 | -250 | -150 | 50 | 150 | 250 | DISPLAY : 4˝ (101.6 mm) diameter dial face PRESSURE LIMIT : -20 in Hg. to 15 psig AMBIENT OPERATING LIMIT : 20 to 140°F (-6.67 to 60°C). HOUSING : Die cast aluminum case and bezel, with acrylic cover, Exterior finish is coated gray to withstand 168 hour salt spray corrosion test. PROCESS CONNECTION : 1/8" female NPT duplicate high and low pressure taps - one pair side and one pair back. ENCLOSURE RATING : IP67. | 477AV-00
56 | DIFFERENTIAL PRESSURE GAGES | Dwyer | 2300-1000PA | SERIES 2000 MAGNEHELIC® DIFFERENTIAL PRESSURE GAGES | Gauges | -500 | 500 | 1 | Pa | 2% | 0.5 | -500 | -300 | 100 | 300 | 500 | DISPLAY : 4˝ (101.6 mm) diameter dial face PRESSURE LIMIT : -20 in Hg. to 15 psig AMBIENT OPERATING LIMIT : 20 to 140°F (-6.67 to 60°C). HOUSING : Die cast aluminum case and bezel, with acrylic cover, Exterior finish is coated gray to withstand 168 hour salt spray corrosion test. PROCESS CONNECTION : 1/8" female NPT duplicate high and low pressure taps - one pair side and one pair back. ENCLOSURE RATING : IP67. | 477AV-00
57 | DIFFERENTIAL PRESSURE GAGES | Dwyer | 2000-0.5KPA | SERIES 2000 MAGNEHELIC® DIFFERENTIAL PRESSURE GAGES | Gauges | 0 | 0.5 | 1 | kPa | 2% | 0.5 | 0 | 0.1 | 0.3 | 0.4 | 0.5 | DISPLAY : 4˝ (101.6 mm) diameter dial face PRESSURE LIMIT : -20 in Hg. to 15 psig AMBIENT OPERATING LIMIT : 20 to 140°F (-6.67 to 60°C). HOUSING : Die cast aluminum case and bezel, with acrylic cover, Exterior finish is coated gray to withstand 168 hour salt spray corrosion test. PROCESS CONNECTION : 1/8" female NPT duplicate high and low pressure taps - one pair side and one pair back. ENCLOSURE RATING : IP67. | 477B-1
58 | DIFFERENTIAL PRESSURE GAGES | Dwyer | 2300-1KPA | SERIES 2000 MAGNEHELIC® DIFFERENTIAL PRESSURE GAGES | Gauges | -0.5 | 0.5 | 1 | kPa | 2% | 0.5 | -0.5 | -0.3 | 0.1 | 0.3 | 0.5 | DISPLAY : 4˝ (101.6 mm) diameter dial face PRESSURE LIMIT : -20 in Hg. to 15 psig AMBIENT OPERATING LIMIT : 20 to 140°F (-6.67 to 60°C). HOUSING : Die cast aluminum case and bezel, with acrylic cover, Exterior finish is coated gray to withstand 168 hour salt spray corrosion test. PROCESS CONNECTION : 1/8" female NPT duplicate high and low pressure taps - one pair side and one pair back. ENCLOSURE RATING : IP67. | 477B-1
59 | DIFFERENTIAL PRESSURE GAGES | Dwyer | 2300-2KPA | SERIES 2000 MAGNEHELIC® DIFFERENTIAL PRESSURE GAGES | Gauges | -1 | 1 | 1 | kPa | 2% | 0.5 | -1 | -0.6 | 0.2 | 0.6 | 1 | DISPLAY : 4˝ (101.6 mm) diameter dial face PRESSURE LIMIT : -20 in Hg. to 15 psig AMBIENT OPERATING LIMIT : 20 to 140°F (-6.67 to 60°C). HOUSING : Die cast aluminum case and bezel, with acrylic cover, Exterior finish is coated gray to withstand 168 hour salt spray corrosion test. PROCESS CONNECTION : 1/8" female NPT duplicate high and low pressure taps - one pair side and one pair back. ENCLOSURE RATING : IP67. | 477B-1
60 | DIFFERENTIAL PRESSURE GAGES | Dwyer | 2300-2.5KPA | SERIES 2000 MAGNEHELIC® DIFFERENTIAL PRESSURE GAGES | Gauges | -1.25 | 1.25 | 1 | kPa | 2% | 0.5 | -1.25 | -0.75 | 0.25 | 0.75 | 1.25 | DISPLAY : 4˝ (101.6 mm) diameter dial face PRESSURE LIMIT : -20 in Hg. to 15 psig AMBIENT OPERATING LIMIT : 20 to 140°F (-6.67 to 60°C). HOUSING : Die cast aluminum case and bezel, with acrylic cover, Exterior finish is coated gray to withstand 168 hour salt spray corrosion test. PROCESS CONNECTION : 1/8" female NPT duplicate high and low pressure taps - one pair side and one pair back. ENCLOSURE RATING : IP67. | 477B-1
61 | DIFFERENTIAL PRESSURE GAGES | Dwyer | 2300-3KPA | SERIES 2000 MAGNEHELIC® DIFFERENTIAL PRESSURE GAGES | Gauges | -1.5 | 1.5 | 1 | kPa | 2% | 0.5 | -1.5 | -0.9 | 0.3 | 0.9 | 1.5 | DISPLAY : 4˝ (101.6 mm) diameter dial face PRESSURE LIMIT : -20 in Hg. to 15 psig AMBIENT OPERATING LIMIT : 20 to 140°F (-6.67 to 60°C). HOUSING : Die cast aluminum case and bezel, with acrylic cover, Exterior finish is coated gray to withstand 168 hour salt spray corrosion test. PROCESS CONNECTION : 1/8" female NPT duplicate high and low pressure taps - one pair side and one pair back. ENCLOSURE RATING : IP67. | 477B-1
62 | DIFFERENTIAL PRESSURE GAGES | Dwyer | 2001D | SERIES 2000 MAGNEHELIC® DIFFERENTIAL PRESSURE GAGES | Gauges | 0 | 1 | 1 | inWC | 2% | 0.5 | 0 | 0.2 | 0.6 | 0.8 | 1 | DISPLAY : 4˝ (101.6 mm) diameter dial face PRESSURE LIMIT : -20 in Hg. to 15 psig AMBIENT OPERATING LIMIT : 20 to 140°F (-6.67 to 60°C). HOUSING : Die cast aluminum case and bezel, with acrylic cover, Exterior finish is coated gray to withstand 168 hour salt spray corrosion test. PROCESS CONNECTION : 1/8" female NPT duplicate high and low pressure taps - one pair side and one pair back. ENCLOSURE RATING : IP67. | 477AV-00
63 | DIFFERENTIAL PRESSURE GAGES | Dwyer | 2002D | SERIES 2000 MAGNEHELIC® DIFFERENTIAL PRESSURE GAGES | Gauges | 0 | 2 | 1 | inWC | 2% | 0.5 | 0 | 0.4 | 1.2 | 1.6 | 2 | DISPLAY : 4˝ (101.6 mm) diameter dial face PRESSURE LIMIT : -20 in Hg. to 15 psig AMBIENT OPERATING LIMIT : 20 to 140°F (-6.67 to 60°C). HOUSING : Die cast aluminum case and bezel, with acrylic cover, Exterior finish is coated gray to withstand 168 hour salt spray corrosion test. PROCESS CONNECTION : 1/8" female NPT duplicate high and low pressure taps - one pair side and one pair back. ENCLOSURE RATING : IP67. | 477AV-00
64 | DIFFERENTIAL PRESSURE GAGES | Dwyer | 2003D | SERIES 2000 MAGNEHELIC® DIFFERENTIAL PRESSURE GAGES | Gauges | 0 | 3 | 1 | inWC | 2% | 0.5 | 0 | 0.6 | 1.8 | 2.4 | 3 | DISPLAY : 4˝ (101.6 mm) diameter dial face PRESSURE LIMIT : -20 in Hg. to 15 psig AMBIENT OPERATING LIMIT : 20 to 140°F (-6.67 to 60°C). HOUSING : Die cast aluminum case and bezel, with acrylic cover, Exterior finish is coated gray to withstand 168 hour salt spray corrosion test. PROCESS CONNECTION : 1/8" female NPT duplicate high and low pressure taps - one pair side and one pair back. ENCLOSURE RATING : IP67. | 477AV-00
65 | DIFFERENTIAL PRESSURE GAGES | Dwyer | 2004D | SERIES 2000 MAGNEHELIC® DIFFERENTIAL PRESSURE GAGES | Gauges | 0 | 4 | 1 | inWC | 2% | 0.5 | 0 | 0.8 | 2.4 | 3.2 | 4 | DISPLAY : 4˝ (101.6 mm) diameter dial face PRESSURE LIMIT : -20 in Hg. to 15 psig AMBIENT OPERATING LIMIT : 20 to 140°F (-6.67 to 60°C). HOUSING : Die cast aluminum case and bezel, with acrylic cover, Exterior finish is coated gray to withstand 168 hour salt spray corrosion test. PROCESS CONNECTION : 1/8" female NPT duplicate high and low pressure taps - one pair side and one pair back. ENCLOSURE RATING : IP67. | 477AV-00
66 | DIFFERENTIAL PRESSURE GAGES | Dwyer | 2005D | SERIES 2000 MAGNEHELIC® DIFFERENTIAL PRESSURE GAGES | Gauges | 0 | 5 | 1 | inWC | 2% | 0.5 | 0 | 1 | 3 | 4 | 5 | DISPLAY : 4˝ (101.6 mm) diameter dial face PRESSURE LIMIT : -20 in Hg. to 15 psig AMBIENT OPERATING LIMIT : 20 to 140°F (-6.67 to 60°C). HOUSING : Die cast aluminum case and bezel, with acrylic cover, Exterior finish is coated gray to withstand 168 hour salt spray corrosion test. PROCESS CONNECTION : 1/8" female NPT duplicate high and low pressure taps - one pair side and one pair back. ENCLOSURE RATING : IP67. | 477B-1
67 | DIFFERENTIAL PRESSURE GAGES | Dwyer | 2006D | SERIES 2000 MAGNEHELIC® DIFFERENTIAL PRESSURE GAGES | Gauges | 0 | 6 | 1 | inWC | 2% | 0.5 | 0 | 1.2 | 3.6 | 4.8 | 6 | DISPLAY : 4˝ (101.6 mm) diameter dial face PRESSURE LIMIT : -20 in Hg. to 15 psig AMBIENT OPERATING LIMIT : 20 to 140°F (-6.67 to 60°C). HOUSING : Die cast aluminum case and bezel, with acrylic cover, Exterior finish is coated gray to withstand 168 hour salt spray corrosion test. PROCESS CONNECTION : 1/8" female NPT duplicate high and low pressure taps - one pair side and one pair back. ENCLOSURE RATING : IP67. | 477B-1
68 | DIFFERENTIAL PRESSURE GAGES | Dwyer | 2008D | SERIES 2000 MAGNEHELIC® DIFFERENTIAL PRESSURE GAGES | Gauges | 0 | 8 | 1 | inWC | 2% | 0.5 | 0 | 1.6 | 4.8 | 6.4 | 8 | DISPLAY : 4˝ (101.6 mm) diameter dial face PRESSURE LIMIT : -20 in Hg. to 15 psig AMBIENT OPERATING LIMIT : 20 to 140°F (-6.67 to 60°C). HOUSING : Die cast aluminum case and bezel, with acrylic cover, Exterior finish is coated gray to withstand 168 hour salt spray corrosion test. PROCESS CONNECTION : 1/8" female NPT duplicate high and low pressure taps - one pair side and one pair back. ENCLOSURE RATING : IP67. | 477B-1
69 | DIFFERENTIAL PRESSURE GAGES | Dwyer | 2010D | SERIES 2000 MAGNEHELIC® DIFFERENTIAL PRESSURE GAGES | Gauges | 0 | 10 | 1 | inWC | 2% | 0.5 | 0 | 2 | 6 | 8 | 10 | DISPLAY : 4˝ (101.6 mm) diameter dial face PRESSURE LIMIT : -20 in Hg. to 15 psig AMBIENT OPERATING LIMIT : 20 to 140°F (-6.67 to 60°C). HOUSING : Die cast aluminum case and bezel, with acrylic cover, Exterior finish is coated gray to withstand 168 hour salt spray corrosion test. PROCESS CONNECTION : 1/8" female NPT duplicate high and low pressure taps - one pair side and one pair back. ENCLOSURE RATING : IP67. | 477B-1
70 | DIFFERENTIAL PRESSURE GAGES | Dwyer | 2015D | SERIES 2000 MAGNEHELIC® DIFFERENTIAL PRESSURE GAGES | Gauges | 0 | 15 | 1 | inWC | 2% | 0.5 | 0 | 3 | 9 | 12 | 15 | DISPLAY : 4˝ (101.6 mm) diameter dial face PRESSURE LIMIT : -20 in Hg. to 15 psig AMBIENT OPERATING LIMIT : 20 to 140°F (-6.67 to 60°C). HOUSING : Die cast aluminum case and bezel, with acrylic cover, Exterior finish is coated gray to withstand 168 hour salt spray corrosion test. PROCESS CONNECTION : 1/8" female NPT duplicate high and low pressure taps - one pair side and one pair back. ENCLOSURE RATING : IP67. | 477B-1
71 | DIFFERENTIAL PRESSURE GAGES | Dwyer | 2020D | SERIES 2000 MAGNEHELIC® DIFFERENTIAL PRESSURE GAGES | Gauges | 0 | 20 | 1 | inWC | 2% | 0.5 | 0 | 4 | 12 | 16 | 20 | DISPLAY : 4˝ (101.6 mm) diameter dial face PRESSURE LIMIT : -20 in Hg. to 15 psig AMBIENT OPERATING LIMIT : 20 to 140°F (-6.67 to 60°C). HOUSING : Die cast aluminum case and bezel, with acrylic cover, Exterior finish is coated gray to withstand 168 hour salt spray corrosion test. PROCESS CONNECTION : 1/8" female NPT duplicate high and low pressure taps - one pair side and one pair back. ENCLOSURE RATING : IP67. | 477B-1
72 | DIFFERENTIAL PRESSURE GAGES | Dwyer | 2025D | SERIES 2000 MAGNEHELIC® DIFFERENTIAL PRESSURE GAGES | Gauges | 0 | 25 | 1 | inWC | 2% | 0.5 | 0 | 5 | 15 | 20 | 25 | DISPLAY : 4˝ (101.6 mm) diameter dial face PRESSURE LIMIT : -20 in Hg. to 15 psig AMBIENT OPERATING LIMIT : 20 to 140°F (-6.67 to 60°C). HOUSING : Die cast aluminum case and bezel, with acrylic cover, Exterior finish is coated gray to withstand 168 hour salt spray corrosion test. PROCESS CONNECTION : 1/8" female NPT duplicate high and low pressure taps - one pair side and one pair back. ENCLOSURE RATING : IP67. | 477AV-02
73 | DIFFERENTIAL PRESSURE GAGES | Dwyer | 2050D | SERIES 2000 MAGNEHELIC® DIFFERENTIAL PRESSURE GAGES | Gauges | 0 | 50 | 1 | inWC | 2% | 0.5 | 0 | 10 | 30 | 40 | 50 | DISPLAY : 4˝ (101.6 mm) diameter dial face PRESSURE LIMIT : -20 in Hg. to 15 psig AMBIENT OPERATING LIMIT : 20 to 140°F (-6.67 to 60°C). HOUSING : Die cast aluminum case and bezel, with acrylic cover, Exterior finish is coated gray to withstand 168 hour salt spray corrosion test. PROCESS CONNECTION : 1/8" female NPT duplicate high and low pressure taps - one pair side and one pair back. ENCLOSURE RATING : IP67. | 477AV-02
74 | DIFFERENTIAL PRESSURE GAGES | Dwyer | 2060D | SERIES 2000 MAGNEHELIC® DIFFERENTIAL PRESSURE GAGES | Gauges | 0 | 60 | 1 | inWC | 2% | 0.5 | 0 | 12 | 36 | 48 | 60 | DISPLAY : 4˝ (101.6 mm) diameter dial face PRESSURE LIMIT : -20 in Hg. to 15 psig AMBIENT OPERATING LIMIT : 20 to 140°F (-6.67 to 60°C). HOUSING : Die cast aluminum case and bezel, with acrylic cover, Exterior finish is coated gray to withstand 168 hour salt spray corrosion test. PROCESS CONNECTION : 1/8" female NPT duplicate high and low pressure taps - one pair side and one pair back. ENCLOSURE RATING : IP67. | 477AV-02
75 | DIFFERENTIAL PRESSURE GAGES | Dwyer | 2000-0AV | SERIES 2000 MAGNEHELIC® DIFFERENTIAL PRESSURE GAGES | Gauges | 0 | 0.5 | 1 | inWC | 2% | 0.5 | 0 | 0.1 | 0.3 | 0.4 | 0.5 | DISPLAY : 4˝ (101.6 mm) diameter dial face PRESSURE LIMIT : -20 in Hg. to 15 psig AMBIENT OPERATING LIMIT : 20 to 140°F (-6.67 to 60°C). HOUSING : Die cast aluminum case and bezel, with acrylic cover, Exterior finish is coated gray to withstand 168 hour salt spray corrosion test. PROCESS CONNECTION : 1/8" female NPT duplicate high and low pressure taps - one pair side and one pair back. ENCLOSURE RATING : IP67. | 477AV-00
76 | DIFFERENTIAL PRESSURE GAGES | Dwyer | 2001AV | SERIES 2000 MAGNEHELIC® DIFFERENTIAL PRESSURE GAGES | Gauges | 0 | 1 | 1 | inWC | 2% | 0.5 | 0 | 0.2 | 0.6 | 0.8 | 1 | DISPLAY : 4˝ (101.6 mm) diameter dial face PRESSURE LIMIT : -20 in Hg. to 15 psig AMBIENT OPERATING LIMIT : 20 to 140°F (-6.67 to 60°C). HOUSING : Die cast aluminum case and bezel, with acrylic cover, Exterior finish is coated gray to withstand 168 hour salt spray corrosion test. PROCESS CONNECTION : 1/8" female NPT duplicate high and low pressure taps - one pair side and one pair back. ENCLOSURE RATING : IP67. | 477AV-00
77 | DIFFERENTIAL PRESSURE GAGES | Dwyer | 2002AV | SERIES 2000 MAGNEHELIC® DIFFERENTIAL PRESSURE GAGES | Gauges | 0 | 2 | 1 | inWC | 2% | 0.5 | 0 | 0.4 | 1.2 | 1.6 | 2 | DISPLAY : 4˝ (101.6 mm) diameter dial face PRESSURE LIMIT : -20 in Hg. to 15 psig AMBIENT OPERATING LIMIT : 20 to 140°F (-6.67 to 60°C). HOUSING : Die cast aluminum case and bezel, with acrylic cover, Exterior finish is coated gray to withstand 168 hour salt spray corrosion test. PROCESS CONNECTION : 1/8" female NPT duplicate high and low pressure taps - one pair side and one pair back. ENCLOSURE RATING : IP67. | 477AV-00
78 | DIFFERENTIAL PRESSURE GAGES | Dwyer | 2005AV | SERIES 2000 MAGNEHELIC® DIFFERENTIAL PRESSURE GAGES | Gauges | 0 | 5 | 1 | inWC | 2% | 0.5 | 0 | 1 | 3 | 4 | 5 | DISPLAY : 4˝ (101.6 mm) diameter dial face PRESSURE LIMIT : -20 in Hg. to 15 psig AMBIENT OPERATING LIMIT : 20 to 140°F (-6.67 to 60°C). HOUSING : Die cast aluminum case and bezel, with acrylic cover, Exterior finish is coated gray to withstand 168 hour salt spray corrosion test. PROCESS CONNECTION : 1/8" female NPT duplicate high and low pressure taps - one pair side and one pair back. ENCLOSURE RATING : IP67. | 477B-1
79 | DIFFERENTIAL PRESSURE GAGES | Dwyer | 2010AV | SERIES 2000 MAGNEHELIC® DIFFERENTIAL PRESSURE GAGES | Gauges | 0 | 10 | 1 | inWC | 2% | 0.5 | 0 | 2 | 6 | 8 | 10 | DISPLAY : 4˝ (101.6 mm) diameter dial face PRESSURE LIMIT : -20 in Hg. to 15 psig AMBIENT OPERATING LIMIT : 20 to 140°F (-6.67 to 60°C). HOUSING : Die cast aluminum case and bezel, with acrylic cover, Exterior finish is coated gray to withstand 168 hour salt spray corrosion test. PROCESS CONNECTION : 1/8" female NPT duplicate high and low pressure taps - one pair side and one pair back. ENCLOSURE RATING : IP67. | 477B-1
80 | DIFFERENTIAL PRESSURE GAGES | Dwyer | 2000-1000MBAR | SERIES 2000 MAGNEHELIC® DIFFERENTIAL PRESSURE GAGES | Gauges | 0 | 1000 | 1 | MBAR | 2% | 0.5 | 0 | 250 | 500 | 750 | 1000 | DISPLAY : 4˝ (101.6 mm) diameter dial face PRESSURE LIMIT : -20 in Hg. to 15 psig AMBIENT OPERATING LIMIT : 20 to 140°F (-6.67 to 60°C). HOUSING : Die cast aluminum case and bezel, with acrylic cover, Exterior finish is coated gray to withstand 168 hour salt spray corrosion test. PROCESS CONNECTION : 1/8" female NPT duplicate high and low pressure taps - one pair side and one pair back. ENCLOSURE RATING : IP67. | 477AV-02
81 | DIFFERENTIAL PRESSURE GAGES | Dwyer | 2000-1000MM | SERIES 2000 MAGNEHELIC® DIFFERENTIAL PRESSURE GAGES | Gauges | 0 | 100 | 1 | mmwc | 2% | 0.5 | 0 | 250 | 500 | 750 | 1000 | DISPLAY : 4˝ (101.6 mm) diameter dial face PRESSURE LIMIT : -20 in Hg. to 15 psig AMBIENT OPERATING LIMIT : 20 to 140°F (-6.67 to 60°C). HOUSING : Die cast aluminum case and bezel, with acrylic cover, Exterior finish is coated gray to withstand 168 hour salt spray corrosion test. PROCESS CONNECTION : 1/8" female NPT duplicate high and low pressure taps - one pair side and one pair back. ENCLOSURE RATING : IP67. | 477AV-02
82 | DIFFERENTIAL PRESSURE GAGES | Dwyer | 2000-1000MM-HP | SERIES 2000 MAGNEHELIC® DIFFERENTIAL PRESSURE GAGES | Gauges | 0 | 1000 | 1 | mmwc | 2% | 0.5 | 0 | 250 | 500 | 750 | 1000 | DISPLAY : 4˝ (101.6 mm) diameter dial face PRESSURE LIMIT : -20 in Hg. to 15 psig AMBIENT OPERATING LIMIT : 20 to 140°F (-6.67 to 60°C). HOUSING : Die cast aluminum case and bezel, with acrylic cover, Exterior finish is coated gray to withstand 168 hour salt spray corrosion test. PROCESS CONNECTION : 1/8" female NPT duplicate high and low pressure taps - one pair side and one pair back. ENCLOSURE RATING : IP67. | 477AV-02
83 | DIFFERENTIAL PRESSURE GAGES | Dwyer | 2000-1000PA-ASF | SERIES 2000 MAGNEHELIC® DIFFERENTIAL PRESSURE GAGES | Gauges | 0 | 1000 | 1 | PA | 2% | 0.5 | 0 | 250 | 500 | 750 | 1000 | DISPLAY : 4˝ (101.6 mm) diameter dial face PRESSURE LIMIT : -20 in Hg. to 15 psig AMBIENT OPERATING LIMIT : 20 to 140°F (-6.67 to 60°C). HOUSING : Die cast aluminum case and bezel, with acrylic cover, Exterior finish is coated gray to withstand 168 hour salt spray corrosion test. PROCESS CONNECTION : 1/8" female NPT duplicate high and low pressure taps - one pair side and one pair back. ENCLOSURE RATING : IP67. | 477AV-02
84 | DIFFERENTIAL PRESSURE GAGES | Dwyer | 2000-100KPa | SERIES 2000 MAGNEHELIC® DIFFERENTIAL PRESSURE GAGES | Gauges | 0 | 100 | 1 | kPa | 2% | 0.5 | 0 | 25 | 50 | 75 | 100 | DISPLAY : 4˝ (101.6 mm) diameter dial face PRESSURE LIMIT : -20 in Hg. to 15 psig AMBIENT OPERATING LIMIT : 20 to 140°F (-6.67 to 60°C). HOUSING : Die cast aluminum case and bezel, with acrylic cover, Exterior finish is coated gray to withstand 168 hour salt spray corrosion test. PROCESS CONNECTION : 1/8" female NPT duplicate high and low pressure taps - one pair side and one pair back. ENCLOSURE RATING : IP67. | 477AV-02
85 | DIFFERENTIAL PRESSURE GAGES | Dwyer | 2000-100MBAR | SERIES 2000 MAGNEHELIC® DIFFERENTIAL PRESSURE GAGES | Gauges | 0 | 100 | 1 | MBAR | 2% | 0.5 | 0 | 25 | 50 | 75 | 100 | DISPLAY : 4˝ (101.6 mm) diameter dial face PRESSURE LIMIT : -20 in Hg. to 15 psig AMBIENT OPERATING LIMIT : 20 to 140°F (-6.67 to 60°C). HOUSING : Die cast aluminum case and bezel, with acrylic cover, Exterior finish is coated gray to withstand 168 hour salt spray corrosion test. PROCESS CONNECTION : 1/8" female NPT duplicate high and low pressure taps - one pair side and one pair back. ENCLOSURE RATING : IP67. | 477AV-02
86 | DIFFERENTIAL PRESSURE GAGES | Dwyer | 2000-100MM-ASF | SERIES 2000 MAGNEHELIC® DIFFERENTIAL PRESSURE GAGES | Gauges | 0 | 100 | 1 | mmwc | 2% | 0.5 | 0 | 25 | 50 | 75 | 100 | DISPLAY : 4˝ (101.6 mm) diameter dial face PRESSURE LIMIT : -20 in Hg. to 15 psig AMBIENT OPERATING LIMIT : 20 to 140°F (-6.67 to 60°C). HOUSING : Die cast aluminum case and bezel, with acrylic cover, Exterior finish is coated gray to withstand 168 hour salt spray corrosion test. PROCESS CONNECTION : 1/8" female NPT duplicate high and low pressure taps - one pair side and one pair back. ENCLOSURE RATING : IP67. | 477AV-02
87 | DIFFERENTIAL PRESSURE GAGES | Dwyer | 2000-100MM-BA | SERIES 2000 MAGNEHELIC® DIFFERENTIAL PRESSURE GAGES | Gauges | 0 | 100 | 1 | mmwc | 2% | 0.5 | 0 | 25 | 50 | 75 | 100 | DISPLAY : 4˝ (101.6 mm) diameter dial face PRESSURE LIMIT : -20 in Hg. to 15 psig AMBIENT OPERATING LIMIT : 20 to 140°F (-6.67 to 60°C). HOUSING : Die cast aluminum case and bezel, with acrylic cover, Exterior finish is coated gray to withstand 168 hour salt spray corrosion test. PROCESS CONNECTION : 1/8" female NPT duplicate high and low pressure taps - one pair side and one pair back. ENCLOSURE RATING : IP67. | 477AV-02
88 | DIFFERENTIAL PRESSURE GAGES | Dwyer | 2000-100MM-SS | SERIES 2000 MAGNEHELIC® DIFFERENTIAL PRESSURE GAGES | Gauges | 0 | 100 | 1 | mmwc | 2% | 0.5 | 0 | 25 | 50 | 75 | 100 | DISPLAY : 4˝ (101.6 mm) diameter dial face PRESSURE LIMIT : -20 in Hg. to 15 psig AMBIENT OPERATING LIMIT : 20 to 140°F (-6.67 to 60°C). HOUSING : Die cast aluminum case and bezel, with acrylic cover, Exterior finish is coated gray to withstand 168 hour salt spray corrosion test. PROCESS CONNECTION : 1/8" female NPT duplicate high and low pressure taps - one pair side and one pair back. ENCLOSURE RATING : IP67. | 477AV-02
89 | DIFFERENTIAL PRESSURE GAGES | Dwyer | 2000-100PA-HA | SERIES 2000 MAGNEHELIC® DIFFERENTIAL PRESSURE GAGES | Gauges | 0 | 100 | 1 | PA | 2% | 0.5 | 0 | 25 | 50 | 75 | 100 | DISPLAY : 4˝ (101.6 mm) diameter dial face PRESSURE LIMIT : -20 in Hg. to 15 psig AMBIENT OPERATING LIMIT : 20 to 140°F (-6.67 to 60°C). HOUSING : Die cast aluminum case and bezel, with acrylic cover, Exterior finish is coated gray to withstand 168 hour salt spray corrosion test. PROCESS CONNECTION : 1/8" female NPT duplicate high and low pressure taps - one pair side and one pair back. ENCLOSURE RATING : IP67. | 477AV-02
90 | DIFFERENTIAL PRESSURE GAGES | Dwyer | 2000-10KPa-HP | SERIES 2000 MAGNEHELIC® DIFFERENTIAL PRESSURE GAGES | Gauges | 0 | 10 | 1 | kPa | 2% | 0.5 | 0 | 2.5 | 5 | 7.5 | 10 | DISPLAY : 4˝ (101.6 mm) diameter dial face PRESSURE LIMIT : -20 in Hg. to 15 psig AMBIENT OPERATING LIMIT : 20 to 140°F (-6.67 to 60°C). HOUSING : Die cast aluminum case and bezel, with acrylic cover, Exterior finish is coated gray to withstand 168 hour salt spray corrosion test. PROCESS CONNECTION : 1/8" female NPT duplicate high and low pressure taps - one pair side and one pair back. ENCLOSURE RATING : IP67. | 477AV-02
91 | DIFFERENTIAL PRESSURE GAGES | Dwyer | 2000-10MBAR | SERIES 2000 MAGNEHELIC® DIFFERENTIAL PRESSURE GAGES | Gauges | 0 | 10 | 1 | MBAR | 2% | 0.5 | 0 | 2.5 | 5 | 7.5 | 10 | DISPLAY : 4˝ (101.6 mm) diameter dial face PRESSURE LIMIT : -20 in Hg. to 15 psig AMBIENT OPERATING LIMIT : 20 to 140°F (-6.67 to 60°C). HOUSING : Die cast aluminum case and bezel, with acrylic cover, Exterior finish is coated gray to withstand 168 hour salt spray corrosion test. PROCESS CONNECTION : 1/8" female NPT duplicate high and low pressure taps - one pair side and one pair back. ENCLOSURE RATING : IP67. | 477AV-02
92 | DIFFERENTIAL PRESSURE GAGES | Dwyer | 2000-10MM | SERIES 2000 MAGNEHELIC® DIFFERENTIAL PRESSURE GAGES | Gauges | 0 | 10 | 1 | mmwc | 2% | 0.5 | 0 | 2.5 | 5 | 7.5 | 10 | DISPLAY : 4˝ (101.6 mm) diameter dial face PRESSURE LIMIT : -20 in Hg. to 15 psig AMBIENT OPERATING LIMIT : 20 to 140°F (-6.67 to 60°C). HOUSING : Die cast aluminum case and bezel, with acrylic cover, Exterior finish is coated gray to withstand 168 hour salt spray corrosion test. PROCESS CONNECTION : 1/8" female NPT duplicate high and low pressure taps - one pair side and one pair back. ENCLOSURE RATING : IP67. | 477AV-00
93 | DIFFERENTIAL PRESSURE GAGES | Dwyer | 2000-1500MM | SERIES 2000 MAGNEHELIC® DIFFERENTIAL PRESSURE GAGES | Gauges | 0 | 1500 | 1 | mmwc | 2% | 0.5 | 0 | 375 | 750 | 1125 | 1500 | DISPLAY : 4˝ (101.6 mm) diameter dial face PRESSURE LIMIT : -20 in Hg. to 15 psig AMBIENT OPERATING LIMIT : 20 to 140°F (-6.67 to 60°C). HOUSING : Die cast aluminum case and bezel, with acrylic cover, Exterior finish is coated gray to withstand 168 hour salt spray corrosion test. PROCESS CONNECTION : 1/8" female NPT duplicate high and low pressure taps - one pair side and one pair back. ENCLOSURE RATING : IP67. | 477AV-02
94 | DIFFERENTIAL PRESSURE GAGES | Dwyer | 2000-1500MM-HP | SERIES 2000 MAGNEHELIC® DIFFERENTIAL PRESSURE GAGES | Gauges | 0 | 1500 | 1 | mmwc | 2% | 0.5 | 0 | 375 | 750 | 1125 | 1500 | DISPLAY : 4˝ (101.6 mm) diameter dial face PRESSURE LIMIT : -20 in Hg. to 15 psig AMBIENT OPERATING LIMIT : 20 to 140°F (-6.67 to 60°C). HOUSING : Die cast aluminum case and bezel, with acrylic cover, Exterior finish is coated gray to withstand 168 hour salt spray corrosion test. PROCESS CONNECTION : 1/8" female NPT duplicate high and low pressure taps - one pair side and one pair back. ENCLOSURE RATING : IP67. | 477AV-02
95 | DIFFERENTIAL PRESSURE GAGES | Dwyer | 2000-1500PA | SERIES 2000 MAGNEHELIC® DIFFERENTIAL PRESSURE GAGES | Gauges | 0 | 1500 | 1 | PA | 2% | 0.5 | 0 | 375 | 750 | 1125 | 1500 | DISPLAY : 4˝ (101.6 mm) diameter dial face PRESSURE LIMIT : -20 in Hg. to 15 psig AMBIENT OPERATING LIMIT : 20 to 140°F (-6.67 to 60°C). HOUSING : Die cast aluminum case and bezel, with acrylic cover, Exterior finish is coated gray to withstand 168 hour salt spray corrosion test. PROCESS CONNECTION : 1/8" female NPT duplicate high and low pressure taps - one pair side and one pair back. ENCLOSURE RATING : IP67. | 477AV-02
96 | DIFFERENTIAL PRESSURE GAGES | Dwyer | 2000-150MM | SERIES 2000 MAGNEHELIC® DIFFERENTIAL PRESSURE GAGES | Gauges | 0 | 150 | 1 | mmwc | 2% | 0.5 | 0 | 25 | 50 | 75 | 150 | DISPLAY : 4˝ (101.6 mm) diameter dial face PRESSURE LIMIT : -20 in Hg. to 15 psig AMBIENT OPERATING LIMIT : 20 to 140°F (-6.67 to 60°C). HOUSING : Die cast aluminum case and bezel, with acrylic cover, Exterior finish is coated gray to withstand 168 hour salt spray corrosion test. PROCESS CONNECTION : 1/8" female NPT duplicate high and low pressure taps - one pair side and one pair back. ENCLOSURE RATING : IP67. | 477AV-02
97 | DIFFERENTIAL PRESSURE GAGES | Dwyer | 2000-150PA | SERIES 2000 MAGNEHELIC® DIFFERENTIAL PRESSURE GAGES | Gauges | 0 | 150 | 1 | PA | 2% | 0.5 | 0 | 25 | 50 | 75 | 150 | DISPLAY : 4˝ (101.6 mm) diameter dial face PRESSURE LIMIT : -20 in Hg. to 15 psig AMBIENT OPERATING LIMIT : 20 to 140°F (-6.67 to 60°C). HOUSING : Die cast aluminum case and bezel, with acrylic cover, Exterior finish is coated gray to withstand 168 hour salt spray corrosion test. PROCESS CONNECTION : 1/8" female NPT duplicate high and low pressure taps - one pair side and one pair back. ENCLOSURE RATING : IP67. | 477AV-02
98 | DIFFERENTIAL PRESSURE GAGES | Dwyer | 2000-2000 MM | SERIES 2000 MAGNEHELIC® DIFFERENTIAL PRESSURE GAGES | Gauges | 0 | 2000 | 1 | mmwc | 2% | 0.5 | 0 | 500 | 1000 | 1500 | 2000 | DISPLAY : 4˝ (101.6 mm) diameter dial face PRESSURE LIMIT : -20 in Hg. to 15 psig AMBIENT OPERATING LIMIT : 20 to 140°F (-6.67 to 60°C). HOUSING : Die cast aluminum case and bezel, with acrylic cover, Exterior finish is coated gray to withstand 168 hour salt spray corrosion test. PROCESS CONNECTION : 1/8" female NPT duplicate high and low pressure taps - one pair side and one pair back. ENCLOSURE RATING : IP67. | 477AV-02
99 | DIFFERENTIAL PRESSURE GAGES | Dwyer | 2000-2000MM-HP | SERIES 2000 MAGNEHELIC® DIFFERENTIAL PRESSURE GAGES | Gauges | 0 | 2000 | 1 | mmwc | 2% | 0.5 | 0 | 500 | 1000 | 1500 | 2000 | DISPLAY : 4˝ (101.6 mm) diameter dial face PRESSURE LIMIT : -20 in Hg. to 15 psig AMBIENT OPERATING LIMIT : 20 to 140°F (-6.67 to 60°C). HOUSING : Die cast aluminum case and bezel, with acrylic cover, Exterior finish is coated gray to withstand 168 hour salt spray corrosion test. PROCESS CONNECTION : 1/8" female NPT duplicate high and low pressure taps - one pair side and one pair back. ENCLOSURE RATING : IP67. | 477AV-02
100 | DIFFERENTIAL PRESSURE GAGES | Dwyer | 2000-2000PA | SERIES 2000 MAGNEHELIC® DIFFERENTIAL PRESSURE GAGES | Gauges | 0 | 2000 | 1 | PA | 2% | 0.5 | 0 | 500 | 1000 | 1500 | 2000 | DISPLAY : 4˝ (101.6 mm) diameter dial face PRESSURE LIMIT : -20 in Hg. to 15 psig AMBIENT OPERATING LIMIT : 20 to 140°F (-6.67 to 60°C). HOUSING : Die cast aluminum case and bezel, with acrylic cover, Exterior finish is coated gray to withstand 168 hour salt spray corrosion test. PROCESS CONNECTION : 1/8" female NPT duplicate high and low pressure taps - one pair side and one pair back. ENCLOSURE RATING : IP67. | 477AV-02
101 | DIFFERENTIAL PRESSURE GAGES | Dwyer | 2000-200MBAR | SERIES 2000 MAGNEHELIC® DIFFERENTIAL PRESSURE GAGES | Gauges | 0 | 200 | 1 | MBAR | 2% | 0.5 | 0 | 50 | 100 | 150 | 200 | DISPLAY : 4˝ (101.6 mm) diameter dial face PRESSURE LIMIT : -20 in Hg. to 15 psig AMBIENT OPERATING LIMIT : 20 to 140°F (-6.67 to 60°C). HOUSING : Die cast aluminum case and bezel, with acrylic cover, Exterior finish is coated gray to withstand 168 hour salt spray corrosion test. PROCESS CONNECTION : 1/8" female NPT duplicate high and low pressure taps - one pair side and one pair back. ENCLOSURE RATING : IP67. | 477AV-02
102 | DIFFERENTIAL PRESSURE GAGES | Dwyer | 2000-200PA | SERIES 2000 MAGNEHELIC® DIFFERENTIAL PRESSURE GAGES | Gauges | 0 | 200 | 1 | PA | 2% | 0.5 | 0 | 50 | 100 | 150 | 200 | DISPLAY : 4˝ (101.6 mm) diameter dial face PRESSURE LIMIT : -20 in Hg. to 15 psig AMBIENT OPERATING LIMIT : 20 to 140°F (-6.67 to 60°C). HOUSING : Die cast aluminum case and bezel, with acrylic cover, Exterior finish is coated gray to withstand 168 hour salt spray corrosion test. PROCESS CONNECTION : 1/8" female NPT duplicate high and low pressure taps - one pair side and one pair back. ENCLOSURE RATING : IP67. | 477AV-02
103 | DIFFERENTIAL PRESSURE GAGES | Dwyer | 2000-2500PA | SERIES 2000 MAGNEHELIC® DIFFERENTIAL PRESSURE GAGES | Gauges | 0 | 2500 | 1 | PA | 2% | 0.5 | 0 | 625 | 1250 | 1875 | 2500 | DISPLAY : 4˝ (101.6 mm) diameter dial face PRESSURE LIMIT : -20 in Hg. to 15 psig AMBIENT OPERATING LIMIT : 20 to 140°F (-6.67 to 60°C). HOUSING : Die cast aluminum case and bezel, with acrylic cover, Exterior finish is coated gray to withstand 168 hour salt spray corrosion test. PROCESS CONNECTION : 1/8" female NPT duplicate high and low pressure taps - one pair side and one pair back. ENCLOSURE RATING : IP67. | 477AV-02
104 | DIFFERENTIAL PRESSURE GAGES | Dwyer | 2000-250MM | SERIES 2000 MAGNEHELIC® DIFFERENTIAL PRESSURE GAGES | Gauges | 0 | 250 | 1 | mmwc | 2% | 0.5 | 0 | 50 | 100 | 200 | 250 | DISPLAY : 4˝ (101.6 mm) diameter dial face PRESSURE LIMIT : -20 in Hg. to 15 psig AMBIENT OPERATING LIMIT : 20 to 140°F (-6.67 to 60°C). HOUSING : Die cast aluminum case and bezel, with acrylic cover, Exterior finish is coated gray to withstand 168 hour salt spray corrosion test. PROCESS CONNECTION : 1/8" female NPT duplicate high and low pressure taps - one pair side and one pair back. ENCLOSURE RATING : IP67. | 477AV-02
105 | DIFFERENTIAL PRESSURE GAGES | Dwyer | 2000-250PA | SERIES 2000 MAGNEHELIC® DIFFERENTIAL PRESSURE GAGES | Gauges | 0 | 250 | 1 | PA | 2% | 0.5 | 0 | 50 | 100 | 200 | 250 | DISPLAY : 4˝ (101.6 mm) diameter dial face PRESSURE LIMIT : -20 in Hg. to 15 psig AMBIENT OPERATING LIMIT : 20 to 140°F (-6.67 to 60°C). HOUSING : Die cast aluminum case and bezel, with acrylic cover, Exterior finish is coated gray to withstand 168 hour salt spray corrosion test. PROCESS CONNECTION : 1/8" female NPT duplicate high and low pressure taps - one pair side and one pair back. ENCLOSURE RATING : IP67. | 477AV-02
106 | DIFFERENTIAL PRESSURE GAGES | Dwyer | 2000-250PA-ASF | SERIES 2000 MAGNEHELIC® DIFFERENTIAL PRESSURE GAGES | Gauges | 0 | 250 | 1 | PA | 2% | 0.5 | 0 | 50 | 100 | 200 | 250 | DISPLAY : 4˝ (101.6 mm) diameter dial face PRESSURE LIMIT : -20 in Hg. to 15 psig AMBIENT OPERATING LIMIT : 20 to 140°F (-6.67 to 60°C). HOUSING : Die cast aluminum case and bezel, with acrylic cover, Exterior finish is coated gray to withstand 168 hour salt spray corrosion test. PROCESS CONNECTION : 1/8" female NPT duplicate high and low pressure taps - one pair side and one pair back. ENCLOSURE RATING : IP67. | 477AV-02
107 | DIFFERENTIAL PRESSURE GAGES | Dwyer | 2000-250PA-HA | SERIES 2000 MAGNEHELIC® DIFFERENTIAL PRESSURE GAGES | Gauges | 0 | 250 | 1 | PA | 2% | 0.5 | 0 | 50 | 100 | 200 | 250 | DISPLAY : 4˝ (101.6 mm) diameter dial face PRESSURE LIMIT : -20 in Hg. to 15 psig AMBIENT OPERATING LIMIT : 20 to 140°F (-6.67 to 60°C). HOUSING : Die cast aluminum case and bezel, with acrylic cover, Exterior finish is coated gray to withstand 168 hour salt spray corrosion test. PROCESS CONNECTION : 1/8" female NPT duplicate high and low pressure taps - one pair side and one pair back. ENCLOSURE RATING : IP67. | 477AV-02
108 | DIFFERENTIAL PRESSURE GAGES | Dwyer | 2000-25CM | SERIES 2000 MAGNEHELIC® DIFFERENTIAL PRESSURE GAGES | Gauges | 0 | 25 | 1 |  | 2% | 0.5 | 0 | 5 | 10 | 20 | 25 | DISPLAY : 4˝ (101.6 mm) diameter dial face PRESSURE LIMIT : -20 in Hg. to 15 psig AMBIENT OPERATING LIMIT : 20 to 140°F (-6.67 to 60°C). HOUSING : Die cast aluminum case and bezel, with acrylic cover, Exterior finish is coated gray to withstand 168 hour salt spray corrosion test. PROCESS CONNECTION : 1/8" female NPT duplicate high and low pressure taps - one pair side and one pair back. ENCLOSURE RATING : IP67. | 477AV-02
109 | DIFFERENTIAL PRESSURE GAGES | Dwyer | 2000-2.5KPa | SERIES 2000 MAGNEHELIC® DIFFERENTIAL PRESSURE GAGES | Gauges | 0 | 2.5 | 1 | kPa | 2% | 0.5 | 0 | 0.5 | 1 | 2 | 2.5 | DISPLAY : 4˝ (101.6 mm) diameter dial face PRESSURE LIMIT : -20 in Hg. to 15 psig AMBIENT OPERATING LIMIT : 20 to 140°F (-6.67 to 60°C). HOUSING : Die cast aluminum case and bezel, with acrylic cover, Exterior finish is coated gray to withstand 168 hour salt spray corrosion test. PROCESS CONNECTION : 1/8" female NPT duplicate high and low pressure taps - one pair side and one pair back. ENCLOSURE RATING : IP67. | 477AV-02
110 | DIFFERENTIAL PRESSURE GAGES | Dwyer | 2000-25MBAR | SERIES 2000 MAGNEHELIC® DIFFERENTIAL PRESSURE GAGES | Gauges | 0 | 25 | 1 | MBAR | 2% | 0.5 | 0 | 5 | 10 | 20 | 25 | DISPLAY : 4˝ (101.6 mm) diameter dial face PRESSURE LIMIT : -20 in Hg. to 15 psig AMBIENT OPERATING LIMIT : 20 to 140°F (-6.67 to 60°C). HOUSING : Die cast aluminum case and bezel, with acrylic cover, Exterior finish is coated gray to withstand 168 hour salt spray corrosion test. PROCESS CONNECTION : 1/8" female NPT duplicate high and low pressure taps - one pair side and one pair back. ENCLOSURE RATING : IP67. | 477AV-02
111 | DIFFERENTIAL PRESSURE GAGES | Dwyer | 2000-25MM | SERIES 2000 MAGNEHELIC® DIFFERENTIAL PRESSURE GAGES | Gauges | 0 | 25 | 1 | mmwc | 2% | 0.5 | 0 | 5 | 10 | 20 | 25 | DISPLAY : 4˝ (101.6 mm) diameter dial face PRESSURE LIMIT : -20 in Hg. to 15 psig AMBIENT OPERATING LIMIT : 20 to 140°F (-6.67 to 60°C). HOUSING : Die cast aluminum case and bezel, with acrylic cover, Exterior finish is coated gray to withstand 168 hour salt spray corrosion test. PROCESS CONNECTION : 1/8" female NPT duplicate high and low pressure taps - one pair side and one pair back. ENCLOSURE RATING : IP67. | 477AV-02
112 | DIFFERENTIAL PRESSURE GAGES | Dwyer | 2000-2KG | SERIES 2000 MAGNEHELIC® DIFFERENTIAL PRESSURE GAGES | Gauges | 0 | 3000 | 1 |  | 2% | 0.5 | 0 | 0.5 | 1 | 1.5 | 2 | DISPLAY : 4˝ (101.6 mm) diameter dial face PRESSURE LIMIT : -20 in Hg. to 15 psig AMBIENT OPERATING LIMIT : 20 to 140°F (-6.67 to 60°C). HOUSING : Die cast aluminum case and bezel, with acrylic cover, Exterior finish is coated gray to withstand 168 hour salt spray corrosion test. PROCESS CONNECTION : 1/8" female NPT duplicate high and low pressure taps - one pair side and one pair back. ENCLOSURE RATING : IP67. | 477AV-02
113 | DIFFERENTIAL PRESSURE GAGES | Dwyer | 2000-3000MM-HP | SERIES 2000 MAGNEHELIC® DIFFERENTIAL PRESSURE GAGES | Gauges | 0 | 3000 | 1 | mmwc | 2% | 0.5 | 0 | 750 | 1500 | 2250 | 3000 | DISPLAY : 4˝ (101.6 mm) diameter dial face PRESSURE LIMIT : -20 in Hg. to 15 psig AMBIENT OPERATING LIMIT : 20 to 140°F (-6.67 to 60°C). HOUSING : Die cast aluminum case and bezel, with acrylic cover, Exterior finish is coated gray to withstand 168 hour salt spray corrosion test. PROCESS CONNECTION : 1/8" female NPT duplicate high and low pressure taps - one pair side and one pair back. ENCLOSURE RATING : IP67. | 477AV-02
114 | DIFFERENTIAL PRESSURE GAGES | Dwyer | 2000-300MM-BA | SERIES 2000 MAGNEHELIC® DIFFERENTIAL PRESSURE GAGES | Gauges | 0 | 300 | 1 | mmwc | 2% | 0.5 | 0 | 75 | 150 | 225 | 300 | DISPLAY : 4˝ (101.6 mm) diameter dial face PRESSURE LIMIT : -20 in Hg. to 15 psig AMBIENT OPERATING LIMIT : 20 to 140°F (-6.67 to 60°C). HOUSING : Die cast aluminum case and bezel, with acrylic cover, Exterior finish is coated gray to withstand 168 hour salt spray corrosion test. PROCESS CONNECTION : 1/8" female NPT duplicate high and low pressure taps - one pair side and one pair back. ENCLOSURE RATING : IP67. | 477AV-02
115 | DIFFERENTIAL PRESSURE GAGES | Dwyer | 2000-300MM-SS | SERIES 2000 MAGNEHELIC® DIFFERENTIAL PRESSURE GAGES | Gauges | 0 | 300 | 1 | mmwc | 2% | 0.5 | 0 | 75 | 150 | 225 | 300 | DISPLAY : 4˝ (101.6 mm) diameter dial face PRESSURE LIMIT : -20 in Hg. to 15 psig AMBIENT OPERATING LIMIT : 20 to 140°F (-6.67 to 60°C). HOUSING : Die cast aluminum case and bezel, with acrylic cover, Exterior finish is coated gray to withstand 168 hour salt spray corrosion test. PROCESS CONNECTION : 1/8" female NPT duplicate high and low pressure taps - one pair side and one pair back. ENCLOSURE RATING : IP67. | 477AV-02
116 | DIFFERENTIAL PRESSURE GAGES | Dwyer | 2000-300PA-SB | SERIES 2000 MAGNEHELIC® DIFFERENTIAL PRESSURE GAGES | Gauges | 0 | 300 | 1 | PA | 2% | 0.5 | 0 | 75 | 150 | 225 | 300 | DISPLAY : 4˝ (101.6 mm) diameter dial face PRESSURE LIMIT : -20 in Hg. to 15 psig AMBIENT OPERATING LIMIT : 20 to 140°F (-6.67 to 60°C). HOUSING : Die cast aluminum case and bezel, with acrylic cover, Exterior finish is coated gray to withstand 168 hour salt spray corrosion test. PROCESS CONNECTION : 1/8" female NPT duplicate high and low pressure taps - one pair side and one pair back. ENCLOSURE RATING : IP67. | 477AV-02
117 | DIFFERENTIAL PRESSURE GAGES | Dwyer | 2000-350MBAR | SERIES 2000 MAGNEHELIC® DIFFERENTIAL PRESSURE GAGES | Gauges | 0 | 350 | 1 | MBAR | 2% | 0.5 | 0 | 100 | 200 | 300 | 350 | DISPLAY : 4˝ (101.6 mm) diameter dial face PRESSURE LIMIT : -20 in Hg. to 15 psig AMBIENT OPERATING LIMIT : 20 to 140°F (-6.67 to 60°C). HOUSING : Die cast aluminum case and bezel, with acrylic cover, Exterior finish is coated gray to withstand 168 hour salt spray corrosion test. PROCESS CONNECTION : 1/8" female NPT duplicate high and low pressure taps - one pair side and one pair back. ENCLOSURE RATING : IP67. | 477AV-02
118 | DIFFERENTIAL PRESSURE GAGES | Dwyer | 2000-350MM | SERIES 2000 MAGNEHELIC® DIFFERENTIAL PRESSURE GAGES | Gauges | 0 | 350 | 1 | mmwc | 2% | 0.5 | 0 | 100 | 200 | 300 | 350 | DISPLAY : 4˝ (101.6 mm) diameter dial face PRESSURE LIMIT : -20 in Hg. to 15 psig AMBIENT OPERATING LIMIT : 20 to 140°F (-6.67 to 60°C). HOUSING : Die cast aluminum case and bezel, with acrylic cover, Exterior finish is coated gray to withstand 168 hour salt spray corrosion test. PROCESS CONNECTION : 1/8" female NPT duplicate high and low pressure taps - one pair side and one pair back. ENCLOSURE RATING : IP67. | 477AV-02
119 | DIFFERENTIAL PRESSURE GAGES | Dwyer | 2000-4000MM-HP | SERIES 2000 MAGNEHELIC® DIFFERENTIAL PRESSURE GAGES | Gauges | 0 | 4000 | 1 | mmwc | 2% | 0.5 | 0 | 1000 | 2000 | 3000 | 4000 | DISPLAY : 4˝ (101.6 mm) diameter dial face PRESSURE LIMIT : -20 in Hg. to 15 psig AMBIENT OPERATING LIMIT : 20 to 140°F (-6.67 to 60°C). HOUSING : Die cast aluminum case and bezel, with acrylic cover, Exterior finish is coated gray to withstand 168 hour salt spray corrosion test. PROCESS CONNECTION : 1/8" female NPT duplicate high and low pressure taps - one pair side and one pair back. ENCLOSURE RATING : IP67. | 477AV-02
120 | DIFFERENTIAL PRESSURE GAGES | Dwyer | 2000-400MM | SERIES 2000 MAGNEHELIC® DIFFERENTIAL PRESSURE GAGES | Gauges | 0 | 400 | 1 | mmwc | 2% | 0.5 | 0 | 100 | 200 | 300 | 400 | DISPLAY : 4˝ (101.6 mm) diameter dial face PRESSURE LIMIT : -20 in Hg. to 15 psig AMBIENT OPERATING LIMIT : 20 to 140°F (-6.67 to 60°C). HOUSING : Die cast aluminum case and bezel, with acrylic cover, Exterior finish is coated gray to withstand 168 hour salt spray corrosion test. PROCESS CONNECTION : 1/8" female NPT duplicate high and low pressure taps - one pair side and one pair back. ENCLOSURE RATING : IP67. | 477AV-02
121 | DIFFERENTIAL PRESSURE GAGES | Dwyer | 2000-400PA | SERIES 2000 MAGNEHELIC® DIFFERENTIAL PRESSURE GAGES | Gauges | 0 | 400 | 1 | PA | 2% | 0.5 | 0 | 100 | 200 | 300 | 400 | DISPLAY : 4˝ (101.6 mm) diameter dial face PRESSURE LIMIT : -20 in Hg. to 15 psig AMBIENT OPERATING LIMIT : 20 to 140°F (-6.67 to 60°C). HOUSING : Die cast aluminum case and bezel, with acrylic cover, Exterior finish is coated gray to withstand 168 hour salt spray corrosion test. PROCESS CONNECTION : 1/8" female NPT duplicate high and low pressure taps - one pair side and one pair back. ENCLOSURE RATING : IP67. | 477AV-02
122 | DIFFERENTIAL PRESSURE GAGES | Dwyer | 2000-5000MM | SERIES 2000 MAGNEHELIC® DIFFERENTIAL PRESSURE GAGES | Gauges | 0 | 5000 | 1 | mmwc | 2% | 0.5 | 0 | 1250 | 2500 | 3750 | 5000 | DISPLAY : 4˝ (101.6 mm) diameter dial face PRESSURE LIMIT : -20 in Hg. to 15 psig AMBIENT OPERATING LIMIT : 20 to 140°F (-6.67 to 60°C). HOUSING : Die cast aluminum case and bezel, with acrylic cover, Exterior finish is coated gray to withstand 168 hour salt spray corrosion test. PROCESS CONNECTION : 1/8" female NPT duplicate high and low pressure taps - one pair side and one pair back. ENCLOSURE RATING : IP67. | 477AV-02
123 | DIFFERENTIAL PRESSURE GAGES | Dwyer | 2000-500MM | SERIES 2000 MAGNEHELIC® DIFFERENTIAL PRESSURE GAGES | Gauges | 0 | 500 | 1 | mmwc | 2% | 0.5 | 0 | 125 | 250 | 375 | 500 | DISPLAY : 4˝ (101.6 mm) diameter dial face PRESSURE LIMIT : -20 in Hg. to 15 psig AMBIENT OPERATING LIMIT : 20 to 140°F (-6.67 to 60°C). HOUSING : Die cast aluminum case and bezel, with acrylic cover, Exterior finish is coated gray to withstand 168 hour salt spray corrosion test. PROCESS CONNECTION : 1/8" female NPT duplicate high and low pressure taps - one pair side and one pair back. ENCLOSURE RATING : IP67. | 477AV-02
124 | DIFFERENTIAL PRESSURE GAGES | Dwyer | 2000-500MM-HP | SERIES 2000 MAGNEHELIC® DIFFERENTIAL PRESSURE GAGES | Gauges | 0 | 500 | 1 | mmwc | 2% | 0.5 | 0 | 125 | 250 | 375 | 500 | DISPLAY : 4˝ (101.6 mm) diameter dial face PRESSURE LIMIT : -20 in Hg. to 15 psig AMBIENT OPERATING LIMIT : 20 to 140°F (-6.67 to 60°C). HOUSING : Die cast aluminum case and bezel, with acrylic cover, Exterior finish is coated gray to withstand 168 hour salt spray corrosion test. PROCESS CONNECTION : 1/8" female NPT duplicate high and low pressure taps - one pair side and one pair back. ENCLOSURE RATING : IP67. | 477AV-02
125 | DIFFERENTIAL PRESSURE GAGES | Dwyer | 2000-500MM-SS | SERIES 2000 MAGNEHELIC® DIFFERENTIAL PRESSURE GAGES | Gauges | 0 | 500 | 1 | mmwc | 2% | 0.5 | 0 | 125 | 250 | 375 | 500 | DISPLAY : 4˝ (101.6 mm) diameter dial face PRESSURE LIMIT : -20 in Hg. to 15 psig AMBIENT OPERATING LIMIT : 20 to 140°F (-6.67 to 60°C). HOUSING : Die cast aluminum case and bezel, with acrylic cover, Exterior finish is coated gray to withstand 168 hour salt spray corrosion test. PROCESS CONNECTION : 1/8" female NPT duplicate high and low pressure taps - one pair side and one pair back. ENCLOSURE RATING : IP67. | 477AV-02
126 | DIFFERENTIAL PRESSURE GAGES | Dwyer | 2000-500PA | SERIES 2000 MAGNEHELIC® DIFFERENTIAL PRESSURE GAGES | Gauges | 0 | 500 | 1 | PA | 2% | 0.5 | 0 | 125 | 250 | 375 | 500 | DISPLAY : 4˝ (101.6 mm) diameter dial face PRESSURE LIMIT : -20 in Hg. to 15 psig AMBIENT OPERATING LIMIT : 20 to 140°F (-6.67 to 60°C). HOUSING : Die cast aluminum case and bezel, with acrylic cover, Exterior finish is coated gray to withstand 168 hour salt spray corrosion test. PROCESS CONNECTION : 1/8" female NPT duplicate high and low pressure taps - one pair side and one pair back. ENCLOSURE RATING : IP67. | 477AV-02
127 | DIFFERENTIAL PRESSURE GAGES | Dwyer | 2000-500PA-ASF | SERIES 2000 MAGNEHELIC® DIFFERENTIAL PRESSURE GAGES | Gauges | 0 | 500 | 1 | PA | 2% | 0.5 | 0 | 125 | 250 | 375 | 500 | DISPLAY : 4˝ (101.6 mm) diameter dial face PRESSURE LIMIT : -20 in Hg. to 15 psig AMBIENT OPERATING LIMIT : 20 to 140°F (-6.67 to 60°C). HOUSING : Die cast aluminum case and bezel, with acrylic cover, Exterior finish is coated gray to withstand 168 hour salt spray corrosion test. PROCESS CONNECTION : 1/8" female NPT duplicate high and low pressure taps - one pair side and one pair back. ENCLOSURE RATING : IP67. | 477AV-02
128 | DIFFERENTIAL PRESSURE GAGES | Dwyer | 2000-500PA-HA | SERIES 2000 MAGNEHELIC® DIFFERENTIAL PRESSURE GAGES | Gauges | 0 | 500 | 1 | PA | 2% | 0.5 | 0 | 125 | 250 | 375 | 500 | DISPLAY : 4˝ (101.6 mm) diameter dial face PRESSURE LIMIT : -20 in Hg. to 15 psig AMBIENT OPERATING LIMIT : 20 to 140°F (-6.67 to 60°C). HOUSING : Die cast aluminum case and bezel, with acrylic cover, Exterior finish is coated gray to withstand 168 hour salt spray corrosion test. PROCESS CONNECTION : 1/8" female NPT duplicate high and low pressure taps - one pair side and one pair back. ENCLOSURE RATING : IP67. | 477AV-02
129 | DIFFERENTIAL PRESSURE GAGES | Dwyer | 2000-50CM | SERIES 2000 MAGNEHELIC® DIFFERENTIAL PRESSURE GAGES | Gauges | 0 | 500 | 1 |  | 2% | 0.5 | 0 | 10 | 20 | 40 | 50 | DISPLAY : 4˝ (101.6 mm) diameter dial face PRESSURE LIMIT : -20 in Hg. to 15 psig AMBIENT OPERATING LIMIT : 20 to 140°F (-6.67 to 60°C). HOUSING : Die cast aluminum case and bezel, with acrylic cover, Exterior finish is coated gray to withstand 168 hour salt spray corrosion test. PROCESS CONNECTION : 1/8" female NPT duplicate high and low pressure taps - one pair side and one pair back. ENCLOSURE RATING : IP67. | 477AV-02
130 | DIFFERENTIAL PRESSURE GAGES | Dwyer | 2000-50MM | SERIES 2000 MAGNEHELIC® DIFFERENTIAL PRESSURE GAGES | Gauges | 0 | 50 | 1 | mmwc | 2% | 0.5 | 0 | 10 | 20 | 40 | 50 | DISPLAY : 4˝ (101.6 mm) diameter dial face PRESSURE LIMIT : -20 in Hg. to 15 psig AMBIENT OPERATING LIMIT : 20 to 140°F (-6.67 to 60°C). HOUSING : Die cast aluminum case and bezel, with acrylic cover, Exterior finish is coated gray to withstand 168 hour salt spray corrosion test. PROCESS CONNECTION : 1/8" female NPT duplicate high and low pressure taps - one pair side and one pair back. ENCLOSURE RATING : IP67. | 477AV-02
131 | DIFFERENTIAL PRESSURE GAGES | Dwyer | 2000-50MM-ASF | SERIES 2000 MAGNEHELIC® DIFFERENTIAL PRESSURE GAGES | Gauges | 0 | 50 | 1 | mmwc | 2% | 0.5 | 0 | 10 | 20 | 40 | 50 | DISPLAY : 4˝ (101.6 mm) diameter dial face PRESSURE LIMIT : -20 in Hg. to 15 psig AMBIENT OPERATING LIMIT : 20 to 140°F (-6.67 to 60°C). HOUSING : Die cast aluminum case and bezel, with acrylic cover, Exterior finish is coated gray to withstand 168 hour salt spray corrosion test. PROCESS CONNECTION : 1/8" female NPT duplicate high and low pressure taps - one pair side and one pair back. ENCLOSURE RATING : IP67. | 477AV-02
132 | DIFFERENTIAL PRESSURE GAGES | Dwyer | 2000-50MM-BA | SERIES 2000 MAGNEHELIC® DIFFERENTIAL PRESSURE GAGES | Gauges | 0 | 50 | 1 | mmwc | 2% | 0.5 | 0 | 25 | 50 | 75 | 50 | DISPLAY : 4˝ (101.6 mm) diameter dial face PRESSURE LIMIT : -20 in Hg. to 15 psig AMBIENT OPERATING LIMIT : 20 to 140°F (-6.67 to 60°C). HOUSING : Die cast aluminum case and bezel, with acrylic cover, Exterior finish is coated gray to withstand 168 hour salt spray corrosion test. PROCESS CONNECTION : 1/8" female NPT duplicate high and low pressure taps - one pair side and one pair back. ENCLOSURE RATING : IP67. | 477AV-02
133 | DIFFERENTIAL PRESSURE GAGES | Dwyer | 2000-50MM-HA | SERIES 2000 MAGNEHELIC® DIFFERENTIAL PRESSURE GAGES | Gauges | 0 | 50 | 1 | mmwc | 2% | 0.5 | 0 | 10 | 20 | 40 | 50 | DISPLAY : 4˝ (101.6 mm) diameter dial face PRESSURE LIMIT : -20 in Hg. to 15 psig AMBIENT OPERATING LIMIT : 20 to 140°F (-6.67 to 60°C). HOUSING : Die cast aluminum case and bezel, with acrylic cover, Exterior finish is coated gray to withstand 168 hour salt spray corrosion test. PROCESS CONNECTION : 1/8" female NPT duplicate high and low pressure taps - one pair side and one pair back. ENCLOSURE RATING : IP67. | 477AV-02
134 | DIFFERENTIAL PRESSURE GAGES | Dwyer | 2000-50MM-M | SERIES 2000 MAGNEHELIC® DIFFERENTIAL PRESSURE GAGES | Gauges | 0 | 50 | 1 | mmwc | 2% | 0.5 | 0 | 10 | 20 | 40 | 50 | DISPLAY : 4˝ (101.6 mm) diameter dial face PRESSURE LIMIT : -20 in Hg. to 15 psig AMBIENT OPERATING LIMIT : 20 to 140°F (-6.67 to 60°C). HOUSING : Die cast aluminum case and bezel, with acrylic cover, Exterior finish is coated gray to withstand 168 hour salt spray corrosion test. PROCESS CONNECTION : 1/8" female NPT duplicate high and low pressure taps - one pair side and one pair back. ENCLOSURE RATING : IP67. | 477AV-02
135 | DIFFERENTIAL PRESSURE GAGES | Dwyer | 2000-5MBAR | SERIES 2000 MAGNEHELIC® DIFFERENTIAL PRESSURE GAGES | Gauges | 0 | 5 | 1 | MBAR | 2% | 0.5 | 0 | 1 | 2 | 4 | 5 | DISPLAY : 4˝ (101.6 mm) diameter dial face PRESSURE LIMIT : -20 in Hg. to 15 psig AMBIENT OPERATING LIMIT : 20 to 140°F (-6.67 to 60°C). HOUSING : Die cast aluminum case and bezel, with acrylic cover, Exterior finish is coated gray to withstand 168 hour salt spray corrosion test. PROCESS CONNECTION : 1/8" female NPT duplicate high and low pressure taps - one pair side and one pair back. ENCLOSURE RATING : IP67. | 477AV-02
136 | DIFFERENTIAL PRESSURE GAGES | Dwyer | 2000-60MBAR | SERIES 2000 MAGNEHELIC® DIFFERENTIAL PRESSURE GAGES | Gauges | 0 | 60 | 1 | MBAR | 2% | 0.5 | 0 | 12 | 36 | 48 | 60 | DISPLAY : 4˝ (101.6 mm) diameter dial face PRESSURE LIMIT : -20 in Hg. to 15 psig AMBIENT OPERATING LIMIT : 20 to 140°F (-6.67 to 60°C). HOUSING : Die cast aluminum case and bezel, with acrylic cover, Exterior finish is coated gray to withstand 168 hour salt spray corrosion test. PROCESS CONNECTION : 1/8" female NPT duplicate high and low pressure taps - one pair side and one pair back. ENCLOSURE RATING : IP67. | 477AV-02
137 | DIFFERENTIAL PRESSURE GAGES | Dwyer | 2000-60PA | SERIES 2000 MAGNEHELIC® DIFFERENTIAL PRESSURE GAGES | Gauges | 0 | 60 | 1 | PA | 2% | 0.5 | 0 | 12 | 36 | 48 | 60 | DISPLAY : 4˝ (101.6 mm) diameter dial face PRESSURE LIMIT : -20 in Hg. to 15 psig AMBIENT OPERATING LIMIT : 20 to 140°F (-6.67 to 60°C). HOUSING : Die cast aluminum case and bezel, with acrylic cover, Exterior finish is coated gray to withstand 168 hour salt spray corrosion test. PROCESS CONNECTION : 1/8" female NPT duplicate high and low pressure taps - one pair side and one pair back. ENCLOSURE RATING : IP67. | 477AV-02
138 | DIFFERENTIAL PRESSURE GAGES | Dwyer | 2000-60PA-HA | SERIES 2000 MAGNEHELIC® DIFFERENTIAL PRESSURE GAGES | Gauges | 0 | 60 | 1 | PA | 2% | 0.5 | 0 | 12 | 36 | 48 | 60 | DISPLAY : 4˝ (101.6 mm) diameter dial face PRESSURE LIMIT : -20 in Hg. to 15 psig AMBIENT OPERATING LIMIT : 20 to 140°F (-6.67 to 60°C). HOUSING : Die cast aluminum case and bezel, with acrylic cover, Exterior finish is coated gray to withstand 168 hour salt spray corrosion test. PROCESS CONNECTION : 1/8" female NPT duplicate high and low pressure taps - one pair side and one pair back. ENCLOSURE RATING : IP67. | 477AV-02
139 | DIFFERENTIAL PRESSURE GAGES | Dwyer | 2000-6KPa | SERIES 2000 MAGNEHELIC® DIFFERENTIAL PRESSURE GAGES | Gauges | 0 | 6 | 1 | kPa | 2% | 0.5 | 0 | 2 | 4 | 5 | 6 | DISPLAY : 4˝ (101.6 mm) diameter dial face PRESSURE LIMIT : -20 in Hg. to 15 psig AMBIENT OPERATING LIMIT : 20 to 140°F (-6.67 to 60°C). HOUSING : Die cast aluminum case and bezel, with acrylic cover, Exterior finish is coated gray to withstand 168 hour salt spray corrosion test. PROCESS CONNECTION : 1/8" female NPT duplicate high and low pressure taps - one pair side and one pair back. ENCLOSURE RATING : IP67. | 477AV-02
140 | DIFFERENTIAL PRESSURE GAGES | Dwyer | 2000-6MM | SERIES 2000 MAGNEHELIC® DIFFERENTIAL PRESSURE GAGES | Gauges | 0 | 6 | 1 | mmwc | 2% | 0.5 | 0 | 2 | 4 | 5 | 6 | DISPLAY : 4˝ (101.6 mm) diameter dial face PRESSURE LIMIT : -20 in Hg. to 15 psig AMBIENT OPERATING LIMIT : 20 to 140°F (-6.67 to 60°C). HOUSING : Die cast aluminum case and bezel, with acrylic cover, Exterior finish is coated gray to withstand 168 hour salt spray corrosion test. PROCESS CONNECTION : 1/8" female NPT duplicate high and low pressure taps - one pair side and one pair back. ENCLOSURE RATING : IP67. | 477AV-02
141 | DIFFERENTIAL PRESSURE GAGES | Dwyer | 2000-6MM-G-R | SERIES 2000 MAGNEHELIC® DIFFERENTIAL PRESSURE GAGES | Gauges | 0 | 6 | 1 | mmwc | 2% | 0.5 | 0 | 2 | 4 | 5 | 6 | DISPLAY : 4˝ (101.6 mm) diameter dial face PRESSURE LIMIT : -20 in Hg. to 15 psig AMBIENT OPERATING LIMIT : 20 to 140°F (-6.67 to 60°C). HOUSING : Die cast aluminum case and bezel, with acrylic cover, Exterior finish is coated gray to withstand 168 hour salt spray corrosion test. PROCESS CONNECTION : 1/8" female NPT duplicate high and low pressure taps - one pair side and one pair back. ENCLOSURE RATING : IP67. | 477AV-02
142 | DIFFERENTIAL PRESSURE GAGES | Dwyer | 2000-700MM | SERIES 2000 MAGNEHELIC® DIFFERENTIAL PRESSURE GAGES | Gauges | 0 | 700 | 1 | mmwc | 2% | 0.5 | 0 | 200 | 400 | 600 | 700 | DISPLAY : 4˝ (101.6 mm) diameter dial face PRESSURE LIMIT : -20 in Hg. to 15 psig AMBIENT OPERATING LIMIT : 20 to 140°F (-6.67 to 60°C). HOUSING : Die cast aluminum case and bezel, with acrylic cover, Exterior finish is coated gray to withstand 168 hour salt spray corrosion test. PROCESS CONNECTION : 1/8" female NPT duplicate high and low pressure taps - one pair side and one pair back. ENCLOSURE RATING : IP67. | 477AV-02
143 | DIFFERENTIAL PRESSURE GAGES | Dwyer | 2000-700PA | SERIES 2000 MAGNEHELIC® DIFFERENTIAL PRESSURE GAGES | Gauges | 0 | 700 | 1 | PA | 2% | 0.5 | 0 | 200 | 400 | 600 | 700 | DISPLAY : 4˝ (101.6 mm) diameter dial face PRESSURE LIMIT : -20 in Hg. to 15 psig AMBIENT OPERATING LIMIT : 20 to 140°F (-6.67 to 60°C). HOUSING : Die cast aluminum case and bezel, with acrylic cover, Exterior finish is coated gray to withstand 168 hour salt spray corrosion test. PROCESS CONNECTION : 1/8" female NPT duplicate high and low pressure taps - one pair side and one pair back. ENCLOSURE RATING : IP67. | 477AV-02
144 | DIFFERENTIAL PRESSURE GAGES | Dwyer | 2000-750MM | SERIES 2000 MAGNEHELIC® DIFFERENTIAL PRESSURE GAGES | Gauges | 0 | 750 | 1 | mmwc | 2% | 0.5 | 0 | 200 | 400 | 600 | 750 | DISPLAY : 4˝ (101.6 mm) diameter dial face PRESSURE LIMIT : -20 in Hg. to 15 psig AMBIENT OPERATING LIMIT : 20 to 140°F (-6.67 to 60°C). HOUSING : Die cast aluminum case and bezel, with acrylic cover, Exterior finish is coated gray to withstand 168 hour salt spray corrosion test. PROCESS CONNECTION : 1/8" female NPT duplicate high and low pressure taps - one pair side and one pair back. ENCLOSURE RATING : IP67. | 477AV-02
145 | DIFFERENTIAL PRESSURE GAGES | Dwyer | 2000-750MM-HP | SERIES 2000 MAGNEHELIC® DIFFERENTIAL PRESSURE GAGES | Gauges | 0 | 750 | 1 | mmwc | 2% | 0.5 | 0 | 200 | 400 | 600 | 750 | DISPLAY : 4˝ (101.6 mm) diameter dial face PRESSURE LIMIT : -20 in Hg. to 15 psig AMBIENT OPERATING LIMIT : 20 to 140°F (-6.67 to 60°C). HOUSING : Die cast aluminum case and bezel, with acrylic cover, Exterior finish is coated gray to withstand 168 hour salt spray corrosion test. PROCESS CONNECTION : 1/8" female NPT duplicate high and low pressure taps - one pair side and one pair back. ENCLOSURE RATING : IP67. | 477AV-02
146 | DIFFERENTIAL PRESSURE GAGES | Dwyer | 2000-750 MM-HP + A-286 | SERIES 2000 MAGNEHELIC® DIFFERENTIAL PRESSURE GAGES | Gauges | 0 | 750 | 1 | mmwc | 2% | 0.5 | 0 | 200 | 400 | 600 | 750 | DISPLAY : 4˝ (101.6 mm) diameter dial face PRESSURE LIMIT : -20 in Hg. to 15 psig AMBIENT OPERATING LIMIT : 20 to 140°F (-6.67 to 60°C). HOUSING : Die cast aluminum case and bezel, with acrylic cover, Exterior finish is coated gray to withstand 168 hour salt spray corrosion test. PROCESS CONNECTION : 1/8" female NPT duplicate high and low pressure taps - one pair side and one pair back. ENCLOSURE RATING : IP67. | 477AV-02
147 | DIFFERENTIAL PRESSURE GAGES | Dwyer | 2000-75MM | SERIES 2000 MAGNEHELIC® DIFFERENTIAL PRESSURE GAGES | Gauges | 0 | 75 | 1 | mmwc | 2% | 0.5 | 0 | 20 | 40 | 60 | 75 | DISPLAY : 4˝ (101.6 mm) diameter dial face PRESSURE LIMIT : -20 in Hg. to 15 psig AMBIENT OPERATING LIMIT : 20 to 140°F (-6.67 to 60°C). HOUSING : Die cast aluminum case and bezel, with acrylic cover, Exterior finish is coated gray to withstand 168 hour salt spray corrosion test. PROCESS CONNECTION : 1/8" female NPT duplicate high and low pressure taps - one pair side and one pair back. ENCLOSURE RATING : IP67. | 477AV-02
148 | DIFFERENTIAL PRESSURE GAGES | Dwyer | 2000-800MM | SERIES 2000 MAGNEHELIC® DIFFERENTIAL PRESSURE GAGES | Gauges | 0 | 800 | 1 | mmwc | 2% | 0.5 | 0 | 200 | 400 | 600 | 800 | DISPLAY : 4˝ (101.6 mm) diameter dial face PRESSURE LIMIT : -20 in Hg. to 15 psig AMBIENT OPERATING LIMIT : 20 to 140°F (-6.67 to 60°C). HOUSING : Die cast aluminum case and bezel, with acrylic cover, Exterior finish is coated gray to withstand 168 hour salt spray corrosion test. PROCESS CONNECTION : 1/8" female NPT duplicate high and low pressure taps - one pair side and one pair back. ENCLOSURE RATING : IP67. | 477AV-02
149 | DIFFERENTIAL PRESSURE GAGES | Dwyer | 2000-800PA | SERIES 2000 MAGNEHELIC® DIFFERENTIAL PRESSURE GAGES | Gauges | 0 | 800 | 1 | PA | 2% | 0.5 | 0 | 200 | 400 | 600 | 800 | DISPLAY : 4˝ (101.6 mm) diameter dial face PRESSURE LIMIT : -20 in Hg. to 15 psig AMBIENT OPERATING LIMIT : 20 to 140°F (-6.67 to 60°C). HOUSING : Die cast aluminum case and bezel, with acrylic cover, Exterior finish is coated gray to withstand 168 hour salt spray corrosion test. PROCESS CONNECTION : 1/8" female NPT duplicate high and low pressure taps - one pair side and one pair back. ENCLOSURE RATING : IP67. | 477AV-02
150 | DIFFERENTIAL PRESSURE GAGES | Dwyer | 2000-80MM | SERIES 2000 MAGNEHELIC® DIFFERENTIAL PRESSURE GAGES | Gauges | 0 | 80 | 1 | mmwc | 2% | 0.5 | 0 | 20 | 40 | 60 | 80 | DISPLAY : 4˝ (101.6 mm) diameter dial face PRESSURE LIMIT : -20 in Hg. to 15 psig AMBIENT OPERATING LIMIT : 20 to 140°F (-6.67 to 60°C). HOUSING : Die cast aluminum case and bezel, with acrylic cover, Exterior finish is coated gray to withstand 168 hour salt spray corrosion test. PROCESS CONNECTION : 1/8" female NPT duplicate high and low pressure taps - one pair side and one pair back. ENCLOSURE RATING : IP67. | 477AV-02
151 | DIFFERENTIAL PRESSURE GAGES | Dwyer | 2300-2000PA | SERIES 2000 MAGNEHELIC® DIFFERENTIAL PRESSURE GAGES | Gauges | -1000 | 1000 | 1 | PA | 2% | 0.5 | -1000 | -500 | 0 | 500 | 1000 | DISPLAY : 4˝ (101.6 mm) diameter dial face PRESSURE LIMIT : -20 in Hg. to 15 psig AMBIENT OPERATING LIMIT : 20 to 140°F (-6.67 to 60°C). HOUSING : Die cast aluminum case and bezel, with acrylic cover, Exterior finish is coated gray to withstand 168 hour salt spray corrosion test. PROCESS CONNECTION : 1/8" female NPT duplicate high and low pressure taps - one pair side and one pair back. ENCLOSURE RATING : IP67. | 477AV-02