## 2000
Sr.No. | Instrument Name | Make | Model | Series | Category | Range start | Range End | Resolution | Unit | Accuracy | Reading Accuracy | Calibration Points |  |  |  |  | Description | Standard 1 | Standard 2 | Standard 3 | Calibration Certificate | Testing Certificate
1 | DIFFERENTIAL PRESSURE GAUGE | Dwyer | 2000-0-BA | SERIES 2000 | GAUGE | 0 | 0.5 | 1 | inWC | 3,4% | 0.5 | 0 | 0.2 | 0.3 | 0.4 | 0.5 | DISPLAY : 4˝ (101.6 mm) diameter dial face PRESSURE LIMIT : 0 to 34.5 kPa AMBIENT OPERATING LIMIT : 20 to 140°F (-7 to 60°C). HOUSING : Die cast aluminum PROCESS CONNECTION : 1/8" female NPT duplicate high and low pressure taps - one pair side and one pair back. ENCLOSURE RATING : IP66. | 477AV-2
2 | DIFFERENTIAL PRESSURE GAUGE | Dwyer | 2000-00-BA | SERIES 2000 | GAUGE | 0 | 0.25 | 1 | inWC | 3,4% | 0.5 | 0 | 0.1 | 0.15 | 0.2 | 0.25 | DISPLAY : 4˝ (101.6 mm) diameter dial face PRESSURE LIMIT : 0 to 34.5 kPa AMBIENT OPERATING LIMIT : 20 to 140°F (-7 to 60°C). HOUSING : Die cast aluminum PROCESS CONNECTION : 1/8" female NPT duplicate high and low pressure taps - one pair side and one pair back. ENCLOSURE RATING : IP66. | 477AV-2
3 | DIFFERENTIAL PRESSURE GAUGE | Dwyer | 2000-0D-BA | SERIES 2000 | GAUGE | 0 | 0.5 | 1 | inWC | 3,4% | 0.5 | 0 | 0.2 | 0.3 | 0.4 | 0.5 | DISPLAY : 4˝ (101.6 mm) diameter dial face PRESSURE LIMIT : 0 to 34.5 kPa AMBIENT OPERATING LIMIT : 20 to 140°F (-7 to 60°C). HOUSING : Die cast aluminum PROCESS CONNECTION : 1/8" female NPT duplicate high and low pressure taps - one pair side and one pair back. ENCLOSURE RATING : IP66. | 477AV-2
4 | DIFFERENTIAL PRESSURE GAUGE | Dwyer | 2000-1000MBAR-BA | SERIES 2000 | GAUGE | 0 | 100 | 1 | MBAR | 3,4% | 0.5 | 0 | 20 | 60 | 80 | 100 | DISPLAY : 4˝ (101.6 mm) diameter dial face PRESSURE LIMIT : 0 to 34.5 kPa AMBIENT OPERATING LIMIT : 20 to 140°F (-7 to 60°C). HOUSING : Die cast aluminum PROCESS CONNECTION : 1/8" female NPT duplicate high and low pressure taps - one pair side and one pair back. ENCLOSURE RATING : IP66. | 477AV-2
5 | DIFFERENTIAL PRESSURE GAUGE | Dwyer | 2000-1000MM-BA | SERIES 2000 | GAUGE | 0 | 1000 | 1 | mmwc | 3,4% | 0.5 | 0 | 200 | 600 | 800 | 1000 | DISPLAY : 4˝ (101.6 mm) diameter dial face PRESSURE LIMIT : 0 to 34.5 kPa AMBIENT OPERATING LIMIT : 20 to 140°F (-7 to 60°C). HOUSING : Die cast aluminum PROCESS CONNECTION : 1/8" female NPT duplicate high and low pressure taps - one pair side and one pair back. ENCLOSURE RATING : IP66. | 477AV-2
6 | DIFFERENTIAL PRESSURE GAUGE | Dwyer | 2000-1000MM-HP-BA | SERIES 2000 | GAUGE | 0 | 1000 | 1 | mmwc | 3,4% | 0.5 | 0 | 200 | 600 | 800 | 1000 | DISPLAY : 4˝ (101.6 mm) diameter dial face PRESSURE LIMIT : 0 to 34.5 kPa AMBIENT OPERATING LIMIT : 20 to 140°F (-7 to 60°C). HOUSING : Die cast aluminum PROCESS CONNECTION : 1/8" female NPT duplicate high and low pressure taps - one pair side and one pair back. ENCLOSURE RATING : IP66. | 477AV-2
7 | DIFFERENTIAL PRESSURE GAUGE | Dwyer | 2000-1000PA-BA | SERIES 2000 | GAUGE | 0 | 1000 | 1 | Pa | 3,4% | 0.5 | 0 | 200 | 600 | 800 | 1000 | DISPLAY : 4˝ (101.6 mm) diameter dial face PRESSURE LIMIT : 0 to 34.5 kPa AMBIENT OPERATING LIMIT : 20 to 140°F (-7 to 60°C). HOUSING : Die cast aluminum PROCESS CONNECTION : 1/8" female NPT duplicate high and low pressure taps - one pair side and one pair back. ENCLOSURE RATING : IP66. | 477AV-2
8 | DIFFERENTIAL PRESSURE GAUGE | Dwyer | 2000-1000PA-ASF-BA | SERIES 2000 | GAUGE | 0 | 1000 | 1 | Pa | 3,4% | 0.5 | 0 | 200 | 600 | 800 | 1000 | DISPLAY : 4˝ (101.6 mm) diameter dial face PRESSURE LIMIT : 0 to 34.5 kPa AMBIENT OPERATING LIMIT : 20 to 140°F (-7 to 60°C). HOUSING : Die cast aluminum PROCESS CONNECTION : 1/8" female NPT duplicate high and low pressure taps - one pair side and one pair back. ENCLOSURE RATING : IP66. | 477AV-2
9 | DIFFERENTIAL PRESSURE GAUGE | Dwyer | 2000-100KPa-BA | SERIES 2000 | GAUGE | 0 | 100 | 1 | KPa | 3,4% | 0.5 | 0 | 20 | 60 | 80 | 100 | DISPLAY : 4˝ (101.6 mm) diameter dial face PRESSURE LIMIT : 0 to 34.5 kPa AMBIENT OPERATING LIMIT : 20 to 140°F (-7 to 60°C). HOUSING : Die cast aluminum PROCESS CONNECTION : 1/8" female NPT duplicate high and low pressure taps - one pair side and one pair back. ENCLOSURE RATING : IP66. | 477AV-2
10 | DIFFERENTIAL PRESSURE GAUGE | Dwyer | 2000-100MBAR-BA | SERIES 2000 | GAUGE | 0 | 100 | 1 | MBAR | 3,4% | 0.5 | 0 | 20 | 60 | 80 | 100 | DISPLAY : 4˝ (101.6 mm) diameter dial face PRESSURE LIMIT : 0 to 34.5 kPa AMBIENT OPERATING LIMIT : 20 to 140°F (-7 to 60°C). HOUSING : Die cast aluminum PROCESS CONNECTION : 1/8" female NPT duplicate high and low pressure taps - one pair side and one pair back. ENCLOSURE RATING : IP66. | 477AV-2
11 | DIFFERENTIAL PRESSURE GAUGE | Dwyer | 2000-100MM-BA | SERIES 2000 | GAUGE | 0 | 100 | 1 | mmwc | 3,4% | 0.5 | 0 | 20 | 60 | 80 | 100 | DISPLAY : 4˝ (101.6 mm) diameter dial face PRESSURE LIMIT : 0 to 34.5 kPa AMBIENT OPERATING LIMIT : 20 to 140°F (-7 to 60°C). HOUSING : Die cast aluminum PROCESS CONNECTION : 1/8" female NPT duplicate high and low pressure taps - one pair side and one pair back. ENCLOSURE RATING : IP66. | 477AV-00
12 | DIFFERENTIAL PRESSURE GAUGE | Dwyer | 2000-100MM-ASF-BA | SERIES 2000 | GAUGE | 0 | 100 | 1 | mmwc | 3,4% | 0.5 | 0 | 20 | 60 | 80 | 100 | DISPLAY : 4˝ (101.6 mm) diameter dial face PRESSURE LIMIT : 0 to 34.5 kPa AMBIENT OPERATING LIMIT : 20 to 140°F (-7 to 60°C). HOUSING : Die cast aluminum PROCESS CONNECTION : 1/8" female NPT duplicate high and low pressure taps - one pair side and one pair back. ENCLOSURE RATING : IP66. | 477AV-00
13 | DIFFERENTIAL PRESSURE GAUGE | Dwyer | 2000-100MM-BA-BA | SERIES 2000 | GAUGE | 0 | 100 | 1 | mmwc | 3,4% | 0.5 | 0 | 20 | 60 | 80 | 100 | DISPLAY : 4˝ (101.6 mm) diameter dial face PRESSURE LIMIT : 0 to 34.5 kPa AMBIENT OPERATING LIMIT : 20 to 140°F (-7 to 60°C). HOUSING : Die cast aluminum PROCESS CONNECTION : 1/8" female NPT duplicate high and low pressure taps - one pair side and one pair back. ENCLOSURE RATING : IP66. | 477AV-00
14 | DIFFERENTIAL PRESSURE GAUGE | Dwyer | 2000-100MM-SS-BA | SERIES 2000 | GAUGE | 0 | 100 | 1 | mmwc | 3,4% | 0.5 | 0 | 20 | 60 | 80 | 100 | DISPLAY : 4˝ (101.6 mm) diameter dial face PRESSURE LIMIT : 0 to 34.5 kPa AMBIENT OPERATING LIMIT : 20 to 140°F (-7 to 60°C). HOUSING : Die cast aluminum PROCESS CONNECTION : 1/8" female NPT duplicate high and low pressure taps - one pair side and one pair back. ENCLOSURE RATING : IP66. | 477AV-00
15 | DIFFERENTIAL PRESSURE GAUGE | Dwyer | 2000-100PA-BA | SERIES 2000 | GAUGE | 0 | 100 | 1 | Pa | 3,4% | 0.5 | 0 | 20 | 60 | 80 | 100 | DISPLAY : 4˝ (101.6 mm) diameter dial face PRESSURE LIMIT : 0 to 34.5 kPa AMBIENT OPERATING LIMIT : 20 to 140°F (-7 to 60°C). HOUSING : Die cast aluminum PROCESS CONNECTION : 1/8" female NPT duplicate high and low pressure taps - one pair side and one pair back. ENCLOSURE RATING : IP66. | 477AV-2
16 | DIFFERENTIAL PRESSURE GAUGE | Dwyer | 2000-100PA-HA-BA | SERIES 2000 | GAUGE | 0 | 100 | 1 | Pa | 3,4% | 0.5 | 0 | 20 | 60 | 80 | 100 | DISPLAY : 4˝ (101.6 mm) diameter dial face PRESSURE LIMIT : 0 to 34.5 kPa AMBIENT OPERATING LIMIT : 20 to 140°F (-7 to 60°C). HOUSING : Die cast aluminum PROCESS CONNECTION : 1/8" female NPT duplicate high and low pressure taps - one pair side and one pair back. ENCLOSURE RATING : IP66. | 477AV-2
17 | DIFFERENTIAL PRESSURE GAUGE | Dwyer | 2000-10KPa-BA | SERIES 2000 | GAUGE | 0 | 10 | 1 | KPa | 3,4% | 0.5 | 0 | 2 | 6 | 8 | 10 | DISPLAY : 4˝ (101.6 mm) diameter dial face PRESSURE LIMIT : 0 to 34.5 kPa AMBIENT OPERATING LIMIT : 20 to 140°F (-7 to 60°C). HOUSING : Die cast aluminum PROCESS CONNECTION : 1/8" female NPT duplicate high and low pressure taps - one pair side and one pair back. ENCLOSURE RATING : IP66. | 477AV-2
18 | DIFFERENTIAL PRESSURE GAUGE | Dwyer | 2000-10KPa-HP-BA | SERIES 2000 | GAUGE | 0 | 10 | 1 | KPa | 3,4% | 0.5 | 0 | 2 | 6 | 8 | 10 | DISPLAY : 4˝ (101.6 mm) diameter dial face PRESSURE LIMIT : 0 to 34.5 kPa AMBIENT OPERATING LIMIT : 20 to 140°F (-7 to 60°C). HOUSING : Die cast aluminum PROCESS CONNECTION : 1/8" female NPT duplicate high and low pressure taps - one pair side and one pair back. ENCLOSURE RATING : IP66. | 477AV-2
19 | DIFFERENTIAL PRESSURE GAUGE | Dwyer | 2000-10MBAR-BA | SERIES 2000 | GAUGE | 0 | 10 | 1 | MBAR | 3,4% | 0.5 | 0 | 2 | 6 | 8 | 10 | DISPLAY : 4˝ (101.6 mm) diameter dial face PRESSURE LIMIT : 0 to 34.5 kPa AMBIENT OPERATING LIMIT : 20 to 140°F (-7 to 60°C). HOUSING : Die cast aluminum PROCESS CONNECTION : 1/8" female NPT duplicate high and low pressure taps - one pair side and one pair back. ENCLOSURE RATING : IP66. | 477AV-2
20 | DIFFERENTIAL PRESSURE GAUGE | Dwyer | 2000-10MM-BA | SERIES 2000 | GAUGE | 0 | 10 | 1 | mmwc | 3,4% | 0.5 | 0 | 2 | 6 | 8 | 10 | DISPLAY : 4˝ (101.6 mm) diameter dial face PRESSURE LIMIT : 0 to 34.5 kPa AMBIENT OPERATING LIMIT : 20 to 140°F (-7 to 60°C). HOUSING : Die cast aluminum PROCESS CONNECTION : 1/8" female NPT duplicate high and low pressure taps - one pair side and one pair back. ENCLOSURE RATING : IP66. | 477AV-00
21 | DIFFERENTIAL PRESSURE GAUGE | Dwyer | 2000-125MM-BA | SERIES 2000 | GAUGE | 0 | 125 | 1 | mmwc | 3,4% | 0.5 | 0 | 25 | 75 | 100 | 125 | DISPLAY : 4˝ (101.6 mm) diameter dial face PRESSURE LIMIT : 0 to 34.5 kPa AMBIENT OPERATING LIMIT : 20 to 140°F (-7 to 60°C). HOUSING : Die cast aluminum PROCESS CONNECTION : 1/8" female NPT duplicate high and low pressure taps - one pair side and one pair back. ENCLOSURE RATING : IP66. | 477B-1
22 | DIFFERENTIAL PRESSURE GAUGE | Dwyer | 2000-125PA-BA | SERIES 2000 | GAUGE | 0 | 125 | 1 | Pa | 3,4% | 0.5 | 0 | 25 | 75 | 100 | 125 | DISPLAY : 4˝ (101.6 mm) diameter dial face PRESSURE LIMIT : 0 to 34.5 kPa AMBIENT OPERATING LIMIT : 20 to 140°F (-7 to 60°C). HOUSING : Die cast aluminum PROCESS CONNECTION : 1/8" female NPT duplicate high and low pressure taps - one pair side and one pair back. ENCLOSURE RATING : IP66. | 477AV-2
23 | DIFFERENTIAL PRESSURE GAUGE | Dwyer | 2000-1500MM-BA | SERIES 2000 | GAUGE | 0 | 1500 | 1 | mmwc | 3,4% | 0.5 | 0 | 300 | 500 | 1000 | 1500 | DISPLAY : 4˝ (101.6 mm) diameter dial face PRESSURE LIMIT : 0 to 34.5 kPa AMBIENT OPERATING LIMIT : 20 to 140°F (-7 to 60°C). HOUSING : Die cast aluminum PROCESS CONNECTION : 1/8" female NPT duplicate high and low pressure taps - one pair side and one pair back. ENCLOSURE RATING : IP66. | 477AV-2
24 | DIFFERENTIAL PRESSURE GAUGE | Dwyer | 2000-1500MM-HP-BA | SERIES 2000 | GAUGE | 0 | 1500 | 1 | mmwc | 3,4% | 0.5 | 0 | 300 | 500 | 1000 | 1500 | DISPLAY : 4˝ (101.6 mm) diameter dial face PRESSURE LIMIT : 0 to 34.5 kPa AMBIENT OPERATING LIMIT : 20 to 140°F (-7 to 60°C). HOUSING : Die cast aluminum PROCESS CONNECTION : 1/8" female NPT duplicate high and low pressure taps - one pair side and one pair back. ENCLOSURE RATING : IP66. | 477AV-2
25 | DIFFERENTIAL PRESSURE GAUGE | Dwyer | 2000-1500PA-BA | SERIES 2000 | GAUGE | 0 | 1500 | 1 | Pa | 3,4% | 0.5 | 0 | 300 | 500 | 1000 | 1500 | DISPLAY : 4˝ (101.6 mm) diameter dial face PRESSURE LIMIT : 0 to 34.5 kPa AMBIENT OPERATING LIMIT : 20 to 140°F (-7 to 60°C). HOUSING : Die cast aluminum PROCESS CONNECTION : 1/8" female NPT duplicate high and low pressure taps - one pair side and one pair back. ENCLOSURE RATING : IP66. | 477AV-2
26 | DIFFERENTIAL PRESSURE GAUGE | Dwyer | 2000-150MM-BA | SERIES 2000 | GAUGE | 0 | 150 | 1 | mmwc | 3,4% | 0.5 | 0 | 30 | 50 | 100 | 150 | DISPLAY : 4˝ (101.6 mm) diameter dial face PRESSURE LIMIT : 0 to 34.5 kPa AMBIENT OPERATING LIMIT : 20 to 140°F (-7 to 60°C). HOUSING : Die cast aluminum PROCESS CONNECTION : 1/8" female NPT duplicate high and low pressure taps - one pair side and one pair back. ENCLOSURE RATING : IP66. | 477B-1
27 | DIFFERENTIAL PRESSURE GAUGE | Dwyer | 2000-150PA-BA | SERIES 2000 | GAUGE | 0 | 150 | 1 | Pa | 3,4% | 0.5 | 0 | 30 | 50 | 100 | 150 | DISPLAY : 4˝ (101.6 mm) diameter dial face PRESSURE LIMIT : 0 to 34.5 kPa AMBIENT OPERATING LIMIT : 20 to 140°F (-7 to 60°C). HOUSING : Die cast aluminum PROCESS CONNECTION : 1/8" female NPT duplicate high and low pressure taps - one pair side and one pair back. ENCLOSURE RATING : IP66. | 477AV-2
28 | DIFFERENTIAL PRESSURE GAUGE | Dwyer | 2000-15CM-BA | SERIES 2000 | GAUGE | 0 | 15 | 1 | cmwc | 3,4% | 0.5 | 0 | 3 | 5 | 10 | 15 | DISPLAY : 4˝ (101.6 mm) diameter dial face PRESSURE LIMIT : 0 to 34.5 kPa AMBIENT OPERATING LIMIT : 20 to 140°F (-7 to 60°C). HOUSING : Die cast aluminum PROCESS CONNECTION : 1/8" female NPT duplicate high and low pressure taps - one pair side and one pair back. ENCLOSURE RATING : IP66. | 477AV-2
29 | DIFFERENTIAL PRESSURE GAUGE | Dwyer | 2000-15KPa-BA | SERIES 2000 | GAUGE | 0 | 15 | 1 | KPa | 3,4% | 0.5 | 0 | 3 | 5 | 10 | 15 | DISPLAY : 4˝ (101.6 mm) diameter dial face PRESSURE LIMIT : 0 to 34.5 kPa AMBIENT OPERATING LIMIT : 20 to 140°F (-7 to 60°C). HOUSING : Die cast aluminum PROCESS CONNECTION : 1/8" female NPT duplicate high and low pressure taps - one pair side and one pair back. ENCLOSURE RATING : IP66. | 477AV-2
30 | DIFFERENTIAL PRESSURE GAUGE | Dwyer | 2000-1.5KPa-BA | SERIES 2000 | GAUGE | 0 | 1.5 | 1 | KPa | 3,4% | 0.5 | 0 | 0.3 | 0.5 | 1 | 1.5 | DISPLAY : 4˝ (101.6 mm) diameter dial face PRESSURE LIMIT : 0 to 34.5 kPa AMBIENT OPERATING LIMIT : 20 to 140°F (-7 to 60°C). HOUSING : Die cast aluminum PROCESS CONNECTION : 1/8" female NPT duplicate high and low pressure taps - one pair side and one pair back. ENCLOSURE RATING : IP66. | 477AV-2
31 | DIFFERENTIAL PRESSURE GAUGE | Dwyer | 2000-15MM-BA | SERIES 2000 | GAUGE | 0 | 15 | 1 | mmwc | 3,4% | 0.5 | 0 | 3 | 5 | 10 | 15 | DISPLAY : 4˝ (101.6 mm) diameter dial face PRESSURE LIMIT : 0 to 34.5 kPa AMBIENT OPERATING LIMIT : 20 to 140°F (-7 to 60°C). HOUSING : Die cast aluminum PROCESS CONNECTION : 1/8" female NPT duplicate high and low pressure taps - one pair side and one pair back. ENCLOSURE RATING : IP66. | 477AV-00
32 | DIFFERENTIAL PRESSURE GAUGE | Dwyer | 2000-1KPa-BA | SERIES 2000 | GAUGE | 0 | 1 | 1 | KPa | 3,4% | 0.5 | 0 | 0.2 | 0.6 | 0.8 | 1 | DISPLAY : 4˝ (101.6 mm) diameter dial face PRESSURE LIMIT : 0 to 34.5 kPa AMBIENT OPERATING LIMIT : 20 to 140°F (-7 to 60°C). HOUSING : Die cast aluminum PROCESS CONNECTION : 1/8" female NPT duplicate high and low pressure taps - one pair side and one pair back. ENCLOSURE RATING : IP66. | 477AV-2
33 | DIFFERENTIAL PRESSURE GAUGE | Dwyer | 2000-2000 MM-BA | SERIES 2000 | GAUGE | 0 | 2000 | 1 | mmwc | 3,4% | 0.5 | 0 | 500 | 1000 | 1500 | 2000 | DISPLAY : 4˝ (101.6 mm) diameter dial face PRESSURE LIMIT : 0 to 34.5 kPa AMBIENT OPERATING LIMIT : 20 to 140°F (-7 to 60°C). HOUSING : Die cast aluminum PROCESS CONNECTION : 1/8" female NPT duplicate high and low pressure taps - one pair side and one pair back. ENCLOSURE RATING : IP66. | 477AV-2
34 | DIFFERENTIAL PRESSURE GAUGE | Dwyer | 2000-2000MM-HP-BA | SERIES 2000 | GAUGE | 0 | 2000 | 1 | mmwc | 3,4% | 0.5 | 0 | 500 | 1000 | 1500 | 2000 | DISPLAY : 4˝ (101.6 mm) diameter dial face PRESSURE LIMIT : 0 to 34.5 kPa AMBIENT OPERATING LIMIT : 20 to 140°F (-7 to 60°C). HOUSING : Die cast aluminum PROCESS CONNECTION : 1/8" female NPT duplicate high and low pressure taps - one pair side and one pair back. ENCLOSURE RATING : IP66. | 477AV-2
35 | DIFFERENTIAL PRESSURE GAUGE | Dwyer | 2000-2000PA-BA | SERIES 2000 | GAUGE | 0 | 2000 | 1 | Pa | 3,4% | 0.5 | 0 | 500 | 1000 | 1500 | 2000 | DISPLAY : 4˝ (101.6 mm) diameter dial face PRESSURE LIMIT : 0 to 34.5 kPa AMBIENT OPERATING LIMIT : 20 to 140°F (-7 to 60°C). HOUSING : Die cast aluminum PROCESS CONNECTION : 1/8" female NPT duplicate high and low pressure taps - one pair side and one pair back. ENCLOSURE RATING : IP66. | 477AV-2
36 | DIFFERENTIAL PRESSURE GAUGE | Dwyer | 2000-200MBAR-BA | SERIES 2000 | GAUGE | 0 | 200 | 1 | MBAR | 3,4% | 0.5 | 0 | 50 | 100 | 150 | 200 | DISPLAY : 4˝ (101.6 mm) diameter dial face PRESSURE LIMIT : 0 to 34.5 kPa AMBIENT OPERATING LIMIT : 20 to 140°F (-7 to 60°C). HOUSING : Die cast aluminum PROCESS CONNECTION : 1/8" female NPT duplicate high and low pressure taps - one pair side and one pair back. ENCLOSURE RATING : IP66. | 477AV-2
37 | DIFFERENTIAL PRESSURE GAUGE | Dwyer | 2000-200MM-BA | SERIES 2000 | GAUGE | 0 | 200 | 1 | mmwc | 3,4% | 0.5 | 0 | 50 | 100 | 150 | 200 | DISPLAY : 4˝ (101.6 mm) diameter dial face PRESSURE LIMIT : 0 to 34.5 kPa AMBIENT OPERATING LIMIT : 20 to 140°F (-7 to 60°C). HOUSING : Die cast aluminum PROCESS CONNECTION : 1/8" female NPT duplicate high and low pressure taps - one pair side and one pair back. ENCLOSURE RATING : IP66. | 477B-1
38 | DIFFERENTIAL PRESSURE GAUGE | Dwyer | 2000-200PA-BA | SERIES 2000 | GAUGE | 0 | 200 | 1 | Pa | 3,4% | 0.5 | 0 | 50 | 100 | 150 | 200 | DISPLAY : 4˝ (101.6 mm) diameter dial face PRESSURE LIMIT : 0 to 34.5 kPa AMBIENT OPERATING LIMIT : 20 to 140°F (-7 to 60°C). HOUSING : Die cast aluminum PROCESS CONNECTION : 1/8" female NPT duplicate high and low pressure taps - one pair side and one pair back. ENCLOSURE RATING : IP66. | 477AV-2
39 | DIFFERENTIAL PRESSURE GAUGE | Dwyer | 2000-20CM-BA | SERIES 2000 | GAUGE | 0 | 20 | 1 | cmwc | 3,4% | 0.5 | 0 | 5 | 10 | 15 | 20 | DISPLAY : 4˝ (101.6 mm) diameter dial face PRESSURE LIMIT : 0 to 34.5 kPa AMBIENT OPERATING LIMIT : 20 to 140°F (-7 to 60°C). HOUSING : Die cast aluminum PROCESS CONNECTION : 1/8" female NPT duplicate high and low pressure taps - one pair side and one pair back. ENCLOSURE RATING : IP66. | 477AV-2
40 | DIFFERENTIAL PRESSURE GAUGE | Dwyer | 2000-20KPa-BA | SERIES 2000 | GAUGE | 0 | 20 | 1 | KPa | 3,4% | 0.5 | 0 | 5 | 10 | 15 | 20 | DISPLAY : 4˝ (101.6 mm) diameter dial face PRESSURE LIMIT : 0 to 34.5 kPa AMBIENT OPERATING LIMIT : 20 to 140°F (-7 to 60°C). HOUSING : Die cast aluminum PROCESS CONNECTION : 1/8" female NPT duplicate high and low pressure taps - one pair side and one pair back. ENCLOSURE RATING : IP66. | 477AV-2
41 | DIFFERENTIAL PRESSURE GAUGE | Dwyer | 2000-20MBAR-BA | SERIES 2000 | GAUGE | 0 | 20 | 1 | MBAR | 3,4% | 0.5 | 0 | 5 | 10 | 15 | 20 | DISPLAY : 4˝ (101.6 mm) diameter dial face PRESSURE LIMIT : 0 to 34.5 kPa AMBIENT OPERATING LIMIT : 20 to 140°F (-7 to 60°C). HOUSING : Die cast aluminum PROCESS CONNECTION : 1/8" female NPT duplicate high and low pressure taps - one pair side and one pair back. ENCLOSURE RATING : IP66. | 477AV-2
42 | DIFFERENTIAL PRESSURE GAUGE | Dwyer | 2000-20MM-BA | SERIES 2000 | GAUGE | 0 | 20 | 1 | mmwc | 3,4% | 0.5 | 0 | 5 | 10 | 15 | 20 | DISPLAY : 4˝ (101.6 mm) diameter dial face PRESSURE LIMIT : 0 to 34.5 kPa AMBIENT OPERATING LIMIT : 20 to 140°F (-7 to 60°C). HOUSING : Die cast aluminum PROCESS CONNECTION : 1/8" female NPT duplicate high and low pressure taps - one pair side and one pair back. ENCLOSURE RATING : IP66. | 477AV-00
43 | DIFFERENTIAL PRESSURE GAUGE | Dwyer | 2000-2500PA-BA | SERIES 2000 | GAUGE | 0 | 2500 | 1 | Pa | 3,4% | 0.5 | 0 | 500 | 1000 | 2000 | 2500 | DISPLAY : 4˝ (101.6 mm) diameter dial face PRESSURE LIMIT : 0 to 34.5 kPa AMBIENT OPERATING LIMIT : 20 to 140°F (-7 to 60°C). HOUSING : Die cast aluminum PROCESS CONNECTION : 1/8" female NPT duplicate high and low pressure taps - one pair side and one pair back. ENCLOSURE RATING : IP66. | 477AV-2
44 | DIFFERENTIAL PRESSURE GAUGE | Dwyer | 2000-250MM-BA | SERIES 2000 | GAUGE | 0 | 250 | 1 | mmwc | 3,4% | 0.5 | 0 | 50 | 100 | 200 | 250 | DISPLAY : 4˝ (101.6 mm) diameter dial face PRESSURE LIMIT : 0 to 34.5 kPa AMBIENT OPERATING LIMIT : 20 to 140°F (-7 to 60°C). HOUSING : Die cast aluminum PROCESS CONNECTION : 1/8" female NPT duplicate high and low pressure taps - one pair side and one pair back. ENCLOSURE RATING : IP66. | 477B-1
45 | DIFFERENTIAL PRESSURE GAUGE | Dwyer | 2000-250PA-BA | SERIES 2000 | GAUGE | 0 | 250 | 1 | Pa | 3,4% | 0.5 | 0 | 50 | 100 | 200 | 250 | DISPLAY : 4˝ (101.6 mm) diameter dial face PRESSURE LIMIT : 0 to 34.5 kPa AMBIENT OPERATING LIMIT : 20 to 140°F (-7 to 60°C). HOUSING : Die cast aluminum PROCESS CONNECTION : 1/8" female NPT duplicate high and low pressure taps - one pair side and one pair back. ENCLOSURE RATING : IP66. | 477AV-2
46 | DIFFERENTIAL PRESSURE GAUGE | Dwyer | 2000-250PA-ASF-BA | SERIES 2000 | GAUGE | 0 | 250 | 1 | Pa | 3,4% | 0.5 | 0 | 50 | 100 | 200 | 250 | DISPLAY : 4˝ (101.6 mm) diameter dial face PRESSURE LIMIT : 0 to 34.5 kPa AMBIENT OPERATING LIMIT : 20 to 140°F (-7 to 60°C). HOUSING : Die cast aluminum PROCESS CONNECTION : 1/8" female NPT duplicate high and low pressure taps - one pair side and one pair back. ENCLOSURE RATING : IP66. | 477AV-2
47 | DIFFERENTIAL PRESSURE GAUGE | Dwyer | 2000-250PA-HA-BA | SERIES 2000 | GAUGE | 0 | 250 | 1 | Pa | 3,4% | 0.5 | 0 | 50 | 100 | 200 | 250 | DISPLAY : 4˝ (101.6 mm) diameter dial face PRESSURE LIMIT : 0 to 34.5 kPa AMBIENT OPERATING LIMIT : 20 to 140°F (-7 to 60°C). HOUSING : Die cast aluminum PROCESS CONNECTION : 1/8" female NPT duplicate high and low pressure taps - one pair side and one pair back. ENCLOSURE RATING : IP66. | 477AV-2
48 | DIFFERENTIAL PRESSURE GAUGE | Dwyer | 2000-25CM-BA | SERIES 2000 | GAUGE | 0 | 25 | 1 | cmwc | 3,4% | 0.5 | 0 | 5 | 10 | 20 | 25 | DISPLAY : 4˝ (101.6 mm) diameter dial face PRESSURE LIMIT : 0 to 34.5 kPa AMBIENT OPERATING LIMIT : 20 to 140°F (-7 to 60°C). HOUSING : Die cast aluminum PROCESS CONNECTION : 1/8" female NPT duplicate high and low pressure taps - one pair side and one pair back. ENCLOSURE RATING : IP66. | 477AV-2
49 | DIFFERENTIAL PRESSURE GAUGE | Dwyer | 2000-2.5KPa-BA | SERIES 2000 | GAUGE | 0 | 2.5 | 1 | KPa | 3,4% | 0.5 | 0 | 0.5 | 1 | 2 | 2.5 | DISPLAY : 4˝ (101.6 mm) diameter dial face PRESSURE LIMIT : 0 to 34.5 kPa AMBIENT OPERATING LIMIT : 20 to 140°F (-7 to 60°C). HOUSING : Die cast aluminum PROCESS CONNECTION : 1/8" female NPT duplicate high and low pressure taps - one pair side and one pair back. ENCLOSURE RATING : IP66. | 477AV-2
50 | DIFFERENTIAL PRESSURE GAUGE | Dwyer | 2000-25MBAR-BA | SERIES 2000 | GAUGE | 0 | 25 | 1 | MBAR | 3,4% | 0.5 | 0 | 5 | 10 | 20 | 25 | DISPLAY : 4˝ (101.6 mm) diameter dial face PRESSURE LIMIT : 0 to 34.5 kPa AMBIENT OPERATING LIMIT : 20 to 140°F (-7 to 60°C). HOUSING : Die cast aluminum PROCESS CONNECTION : 1/8" female NPT duplicate high and low pressure taps - one pair side and one pair back. ENCLOSURE RATING : IP66. | 477AV-2
51 | DIFFERENTIAL PRESSURE GAUGE | Dwyer | 2000-25MM-BA | SERIES 2000 | GAUGE | 0 | 25 | 1 | mmwc | 3,4% | 0.5 | 0 | 5 | 10 | 20 | 25 | DISPLAY : 4˝ (101.6 mm) diameter dial face PRESSURE LIMIT : 0 to 34.5 kPa AMBIENT OPERATING LIMIT : 20 to 140°F (-7 to 60°C). HOUSING : Die cast aluminum PROCESS CONNECTION : 1/8" female NPT duplicate high and low pressure taps - one pair side and one pair back. ENCLOSURE RATING : IP66. | 477AV-00
52 | DIFFERENTIAL PRESSURE GAUGE | Dwyer | 2000-2KG-BA | SERIES 2000 | GAUGE | 0 | 2 | 1 | KG | 3,4% | 0.5 | 0.4 | 0.8 | 1.2 | 1.6 | 2 | DISPLAY : 4˝ (101.6 mm) diameter dial face PRESSURE LIMIT : 0 to 34.5 kPa AMBIENT OPERATING LIMIT : 20 to 140°F (-7 to 60°C). HOUSING : Die cast aluminum PROCESS CONNECTION : 1/8" female NPT duplicate high and low pressure taps - one pair side and one pair back. ENCLOSURE RATING : IP66. | 477AV-2
53 | DIFFERENTIAL PRESSURE GAUGE | Dwyer | 2000-2KPa-BA | SERIES 2000 | GAUGE | 0 | 2 | 1 | KPa | 3,4% | 0.5 | 0.4 | 0.8 | 1.2 | 1.6 | 2 | DISPLAY : 4˝ (101.6 mm) diameter dial face PRESSURE LIMIT : 0 to 34.5 kPa AMBIENT OPERATING LIMIT : 20 to 140°F (-7 to 60°C). HOUSING : Die cast aluminum PROCESS CONNECTION : 1/8" female NPT duplicate high and low pressure taps - one pair side and one pair back. ENCLOSURE RATING : IP66. | 477AV-2
54 | DIFFERENTIAL PRESSURE GAUGE | Dwyer | 2000-3000MM-HP-BA | SERIES 2000 | GAUGE | 0 | 3000 | 1 | mmwc | 3,4% | 0.5 | 0 | 500 | 1000 | 2000 | 3000 | DISPLAY : 4˝ (101.6 mm) diameter dial face PRESSURE LIMIT : 0 to 34.5 kPa AMBIENT OPERATING LIMIT : 20 to 140°F (-7 to 60°C). HOUSING : Die cast aluminum PROCESS CONNECTION : 1/8" female NPT duplicate high and low pressure taps - one pair side and one pair back. ENCLOSURE RATING : IP66. | 477AV-2
55 | DIFFERENTIAL PRESSURE GAUGE | Dwyer | 2000-300MM-BA | SERIES 2000 | GAUGE | 0 | 300 | 1 | mmwc | 3,4% | 0.5 | 0 | 50 | 100 | 200 | 300 | DISPLAY : 4˝ (101.6 mm) diameter dial face PRESSURE LIMIT : 0 to 34.5 kPa AMBIENT OPERATING LIMIT : 20 to 140°F (-7 to 60°C). HOUSING : Die cast aluminum PROCESS CONNECTION : 1/8" female NPT duplicate high and low pressure taps - one pair side and one pair back. ENCLOSURE RATING : IP66. | 477B-1
56 | DIFFERENTIAL PRESSURE GAUGE | Dwyer | 2000-300MM-BA | SERIES 2000 | GAUGE | 0 | 300 | 1 | mmwc | 3,4% | 0.5 | 0 | 50 | 100 | 200 | 300 | DISPLAY : 4˝ (101.6 mm) diameter dial face PRESSURE LIMIT : 0 to 34.5 kPa AMBIENT OPERATING LIMIT : 20 to 140°F (-7 to 60°C). HOUSING : Die cast aluminum PROCESS CONNECTION : 1/8" female NPT duplicate high and low pressure taps - one pair side and one pair back. ENCLOSURE RATING : IP66. | 477B-1
57 | DIFFERENTIAL PRESSURE GAUGE | Dwyer | 2000-300MM-SS-BA | SERIES 2000 | GAUGE | 0 | 300 | 1 | mmwc | 3,4% | 0.5 | 0 | 50 | 100 | 200 | 300 | DISPLAY : 4˝ (101.6 mm) diameter dial face PRESSURE LIMIT : 0 to 34.5 kPa AMBIENT OPERATING LIMIT : 20 to 140°F (-7 to 60°C). HOUSING : Die cast aluminum PROCESS CONNECTION : 1/8" female NPT duplicate high and low pressure taps - one pair side and one pair back. ENCLOSURE RATING : IP66. | 477B-1
58 | DIFFERENTIAL PRESSURE GAUGE | Dwyer | 2000-300PA-BA | SERIES 2000 | GAUGE | 0 | 300 | 1 | Pa | 3,4% | 0.5 | 0 | 50 | 100 | 200 | 300 | DISPLAY : 4˝ (101.6 mm) diameter dial face PRESSURE LIMIT : 0 to 34.5 kPa AMBIENT OPERATING LIMIT : 20 to 140°F (-7 to 60°C). HOUSING : Die cast aluminum PROCESS CONNECTION : 1/8" female NPT duplicate high and low pressure taps - one pair side and one pair back. ENCLOSURE RATING : IP66. | 477AV-2
59 | DIFFERENTIAL PRESSURE GAUGE | Dwyer | 2000-300PA-SB-BA | SERIES 2000 | GAUGE | 0 | 300 | 1 | Pa | 3,4% | 0.5 | 0 | 50 | 100 | 200 | 300 | DISPLAY : 4˝ (101.6 mm) diameter dial face PRESSURE LIMIT : 0 to 34.5 kPa AMBIENT OPERATING LIMIT : 20 to 140°F (-7 to 60°C). HOUSING : Die cast aluminum PROCESS CONNECTION : 1/8" female NPT duplicate high and low pressure taps - one pair side and one pair back. ENCLOSURE RATING : IP66. | 477AV-2
60 | DIFFERENTIAL PRESSURE GAUGE | Dwyer | 2000-30MM-BA | SERIES 2000 | GAUGE | 0 | 30 | 1 | mmwc | 3,4% | 0.5 | 0 | 5 | 10 | 20 | 30 | DISPLAY : 4˝ (101.6 mm) diameter dial face PRESSURE LIMIT : 0 to 34.5 kPa AMBIENT OPERATING LIMIT : 20 to 140°F (-7 to 60°C). HOUSING : Die cast aluminum PROCESS CONNECTION : 1/8" female NPT duplicate high and low pressure taps - one pair side and one pair back. ENCLOSURE RATING : IP66. | 477AV-00
61 | DIFFERENTIAL PRESSURE GAUGE | Dwyer | 2000-30PA-BA | SERIES 2000 | GAUGE | 0 | 30 | 1 | Pa | 3,4% | 0.5 | 0 | 5 | 10 | 20 | 30 | DISPLAY : 4˝ (101.6 mm) diameter dial face PRESSURE LIMIT : 0 to 34.5 kPa AMBIENT OPERATING LIMIT : 20 to 140°F (-7 to 60°C). HOUSING : Die cast aluminum PROCESS CONNECTION : 1/8" female NPT duplicate high and low pressure taps - one pair side and one pair back. ENCLOSURE RATING : IP66. | 477AV-2
62 | DIFFERENTIAL PRESSURE GAUGE | Dwyer | 2000-350MBAR-BA | SERIES 2000 | GAUGE | 0 | 350 | 1 | MBAR | 3,4% | 0.5 | 0 | 50 | 100 | 300 | 350 | DISPLAY : 4˝ (101.6 mm) diameter dial face PRESSURE LIMIT : 0 to 34.5 kPa AMBIENT OPERATING LIMIT : 20 to 140°F (-7 to 60°C). HOUSING : Die cast aluminum PROCESS CONNECTION : 1/8" female NPT duplicate high and low pressure taps - one pair side and one pair back. ENCLOSURE RATING : IP66. | 477AV-2
63 | DIFFERENTIAL PRESSURE GAUGE | Dwyer | 2000-350MM-BA | SERIES 2000 | GAUGE | 0 | 350 | 1 | mmwc | 3,4% | 0.5 | 0 | 50 | 100 | 300 | 350 | DISPLAY : 4˝ (101.6 mm) diameter dial face PRESSURE LIMIT : 0 to 34.5 kPa AMBIENT OPERATING LIMIT : 20 to 140°F (-7 to 60°C). HOUSING : Die cast aluminum PROCESS CONNECTION : 1/8" female NPT duplicate high and low pressure taps - one pair side and one pair back. ENCLOSURE RATING : IP66. | 477B-1
64 | DIFFERENTIAL PRESSURE GAUGE | Dwyer | 2000-3KPa-BA | SERIES 2000 | GAUGE | 0 | 3 | 1 | KPa | 3,4% | 0.5 | 0 | 0.5 | 1 | 2 | 3 | DISPLAY : 4˝ (101.6 mm) diameter dial face PRESSURE LIMIT : 0 to 34.5 kPa AMBIENT OPERATING LIMIT : 20 to 140°F (-7 to 60°C). HOUSING : Die cast aluminum PROCESS CONNECTION : 1/8" female NPT duplicate high and low pressure taps - one pair side and one pair back. ENCLOSURE RATING : IP66. | 477AV-2
65 | DIFFERENTIAL PRESSURE GAUGE | Dwyer | 2000-4000MM-HP-BA | SERIES 2000 | GAUGE | 0 | 4000 | 1 | mmwc | 3,4% | 0.5 | 0 | 1000 | 2000 | 3000 | 4000 | DISPLAY : 4˝ (101.6 mm) diameter dial face PRESSURE LIMIT : 0 to 34.5 kPa AMBIENT OPERATING LIMIT : 20 to 140°F (-7 to 60°C). HOUSING : Die cast aluminum PROCESS CONNECTION : 1/8" female NPT duplicate high and low pressure taps - one pair side and one pair back. ENCLOSURE RATING : IP66. | 477AV-2
66 | DIFFERENTIAL PRESSURE GAUGE | Dwyer | 2000-400MM-BA | SERIES 2000 | GAUGE | 0 | 400 | 1 | mmwc | 3,4% | 0.5 | 0 | 100 | 200 | 300 | 400 | DISPLAY : 4˝ (101.6 mm) diameter dial face PRESSURE LIMIT : 0 to 34.5 kPa AMBIENT OPERATING LIMIT : 20 to 140°F (-7 to 60°C). HOUSING : Die cast aluminum PROCESS CONNECTION : 1/8" female NPT duplicate high and low pressure taps - one pair side and one pair back. ENCLOSURE RATING : IP66. | 477B-1
67 | DIFFERENTIAL PRESSURE GAUGE | Dwyer | 2000-400PA-BA | SERIES 2000 | GAUGE | 0 | 400 | 1 | Pa | 3,4% | 0.5 | 0 | 100 | 200 | 300 | 400 | DISPLAY : 4˝ (101.6 mm) diameter dial face PRESSURE LIMIT : 0 to 34.5 kPa AMBIENT OPERATING LIMIT : 20 to 140°F (-7 to 60°C). HOUSING : Die cast aluminum PROCESS CONNECTION : 1/8" female NPT duplicate high and low pressure taps - one pair side and one pair back. ENCLOSURE RATING : IP66. | 477AV-2
68 | DIFFERENTIAL PRESSURE GAUGE | Dwyer | 2000-5000MM-BA | SERIES 2000 | GAUGE | 0 | 5000 | 1 | mmwc | 3,4% | 0.5 | 0 | 2000 | 3000 | 4000 | 5000 | DISPLAY : 4˝ (101.6 mm) diameter dial face PRESSURE LIMIT : 0 to 34.5 kPa AMBIENT OPERATING LIMIT : 20 to 140°F (-7 to 60°C). HOUSING : Die cast aluminum PROCESS CONNECTION : 1/8" female NPT duplicate high and low pressure taps - one pair side and one pair back. ENCLOSURE RATING : IP66. | 477AV-2
69 | DIFFERENTIAL PRESSURE GAUGE | Dwyer | 2000-500MM-BA | SERIES 2000 | GAUGE | 0 | 500 | 1 | mmwc | 3,4% | 0.5 | 0 | 200 | 300 | 400 | 500 | DISPLAY : 4˝ (101.6 mm) diameter dial face PRESSURE LIMIT : 0 to 34.5 kPa AMBIENT OPERATING LIMIT : 20 to 140°F (-7 to 60°C). HOUSING : Die cast aluminum PROCESS CONNECTION : 1/8" female NPT duplicate high and low pressure taps - one pair side and one pair back. ENCLOSURE RATING : IP66. | 477AV-2
70 | DIFFERENTIAL PRESSURE GAUGE | Dwyer | 2000-500MM-HP-BA | SERIES 2000 | GAUGE | 0 | 500 | 1 | mmwc | 3,4% | 0.5 | 0 | 200 | 300 | 400 | 500 | DISPLAY : 4˝ (101.6 mm) diameter dial face PRESSURE LIMIT : 0 to 34.5 kPa AMBIENT OPERATING LIMIT : 20 to 140°F (-7 to 60°C). HOUSING : Die cast aluminum PROCESS CONNECTION : 1/8" female NPT duplicate high and low pressure taps - one pair side and one pair back. ENCLOSURE RATING : IP66. | 477AV-2
71 | DIFFERENTIAL PRESSURE GAUGE | Dwyer | 2000-500MM-SS-BA | SERIES 2000 | GAUGE | 0 | 500 | 1 | mmwc | 3,4% | 0.5 | 0 | 200 | 300 | 400 | 500 | DISPLAY : 4˝ (101.6 mm) diameter dial face PRESSURE LIMIT : 0 to 34.5 kPa AMBIENT OPERATING LIMIT : 20 to 140°F (-7 to 60°C). HOUSING : Die cast aluminum PROCESS CONNECTION : 1/8" female NPT duplicate high and low pressure taps - one pair side and one pair back. ENCLOSURE RATING : IP66. | 477AV-2
72 | DIFFERENTIAL PRESSURE GAUGE | Dwyer | 2000-500PA-BA | SERIES 2000 | GAUGE | 0 | 500 | 1 | Pa | 3,4% | 0.5 | 0 | 200 | 300 | 400 | 500 | DISPLAY : 4˝ (101.6 mm) diameter dial face PRESSURE LIMIT : 0 to 34.5 kPa AMBIENT OPERATING LIMIT : 20 to 140°F (-7 to 60°C). HOUSING : Die cast aluminum PROCESS CONNECTION : 1/8" female NPT duplicate high and low pressure taps - one pair side and one pair back. ENCLOSURE RATING : IP66. | 477AV-2
73 | DIFFERENTIAL PRESSURE GAUGE | Dwyer | 2000-500PA-ASF-BA | SERIES 2000 | GAUGE | 0 | 500 | 1 | Pa | 3,4% | 0.5 | 0 | 200 | 300 | 400 | 500 | DISPLAY : 4˝ (101.6 mm) diameter dial face PRESSURE LIMIT : 0 to 34.5 kPa AMBIENT OPERATING LIMIT : 20 to 140°F (-7 to 60°C). HOUSING : Die cast aluminum PROCESS CONNECTION : 1/8" female NPT duplicate high and low pressure taps - one pair side and one pair back. ENCLOSURE RATING : IP66. | 477AV-2
74 | DIFFERENTIAL PRESSURE GAUGE | Dwyer | 2000-500PA-HA-BA | SERIES 2000 | GAUGE | 0 | 500 | 1 | Pa | 3,4% | 0.5 | 0 | 200 | 300 | 400 | 500 | DISPLAY : 4˝ (101.6 mm) diameter dial face PRESSURE LIMIT : 0 to 34.5 kPa AMBIENT OPERATING LIMIT : 20 to 140°F (-7 to 60°C). HOUSING : Die cast aluminum PROCESS CONNECTION : 1/8" female NPT duplicate high and low pressure taps - one pair side and one pair back. ENCLOSURE RATING : IP66. | 477AV-2
75 | DIFFERENTIAL PRESSURE GAUGE | Dwyer | 2000-50CM-BA | SERIES 2000 | GAUGE | 0 | 50 | 1 | cmwc | 3,4% | 0.5 | 0 | 20 | 30 | 40 | 50 | DISPLAY : 4˝ (101.6 mm) diameter dial face PRESSURE LIMIT : 0 to 34.5 kPa AMBIENT OPERATING LIMIT : 20 to 140°F (-7 to 60°C). HOUSING : Die cast aluminum PROCESS CONNECTION : 1/8" female NPT duplicate high and low pressure taps - one pair side and one pair back. ENCLOSURE RATING : IP66. | 477AV-2
76 | DIFFERENTIAL PRESSURE GAUGE | Dwyer | 2000-50MM-BA | SERIES 2000 | GAUGE | 0 | 50 | 1 | mmwc | 3,4% | 0.5 | 0 | 20 | 30 | 40 | 50 | DISPLAY : 4˝ (101.6 mm) diameter dial face PRESSURE LIMIT : 0 to 34.5 kPa AMBIENT OPERATING LIMIT : 20 to 140°F (-7 to 60°C). HOUSING : Die cast aluminum PROCESS CONNECTION : 1/8" female NPT duplicate high and low pressure taps - one pair side and one pair back. ENCLOSURE RATING : IP66. | 477AV-00
77 | DIFFERENTIAL PRESSURE GAUGE | Dwyer | 2000-50MM-ASF-BA | SERIES 2000 | GAUGE | 0 | 50 | 1 | mmwc | 3,4% | 0.5 | 0 | 20 | 30 | 40 | 50 | DISPLAY : 4˝ (101.6 mm) diameter dial face PRESSURE LIMIT : 0 to 34.5 kPa AMBIENT OPERATING LIMIT : 20 to 140°F (-7 to 60°C). HOUSING : Die cast aluminum PROCESS CONNECTION : 1/8" female NPT duplicate high and low pressure taps - one pair side and one pair back. ENCLOSURE RATING : IP66. | 477AV-00
78 | DIFFERENTIAL PRESSURE GAUGE | Dwyer | 2000-50MM-BA | SERIES 2000 | GAUGE | 0 | 50 | 1 | mmwc | 3,4% | 0.5 | 0 | 20 | 30 | 40 | 50 | DISPLAY : 4˝ (101.6 mm) diameter dial face PRESSURE LIMIT : 0 to 34.5 kPa AMBIENT OPERATING LIMIT : 20 to 140°F (-7 to 60°C). HOUSING : Die cast aluminum PROCESS CONNECTION : 1/8" female NPT duplicate high and low pressure taps - one pair side and one pair back. ENCLOSURE RATING : IP66. | 477AV-00
79 | DIFFERENTIAL PRESSURE GAUGE | Dwyer | 2000-50MM-HA-BA | SERIES 2000 | GAUGE | 0 | 50 | 1 | mmwc | 3,4% | 0.5 | 0 | 20 | 30 | 40 | 50 | DISPLAY : 4˝ (101.6 mm) diameter dial face PRESSURE LIMIT : 0 to 34.5 kPa AMBIENT OPERATING LIMIT : 20 to 140°F (-7 to 60°C). HOUSING : Die cast aluminum PROCESS CONNECTION : 1/8" female NPT duplicate high and low pressure taps - one pair side and one pair back. ENCLOSURE RATING : IP66. | 477AV-00
80 | DIFFERENTIAL PRESSURE GAUGE | Dwyer | 2000-50MM-M-BA | SERIES 2000 | GAUGE | 0 | 50 | 1 | mmwc | 3,4% | 0.5 | 0 | 20 | 30 | 40 | 50 | DISPLAY : 4˝ (101.6 mm) diameter dial face PRESSURE LIMIT : 0 to 34.5 kPa AMBIENT OPERATING LIMIT : 20 to 140°F (-7 to 60°C). HOUSING : Die cast aluminum PROCESS CONNECTION : 1/8" female NPT duplicate high and low pressure taps - one pair side and one pair back. ENCLOSURE RATING : IP66. | 477AV-00
81 | DIFFERENTIAL PRESSURE GAUGE | Dwyer | 2000-5KPa-BA | SERIES 2000 | GAUGE | 0 | 5 | 1 | KPa | 3,4% | 0.5 | 0 | 2 | 3 | 4 | 5 | DISPLAY : 4˝ (101.6 mm) diameter dial face PRESSURE LIMIT : 0 to 34.5 kPa AMBIENT OPERATING LIMIT : 20 to 140°F (-7 to 60°C). HOUSING : Die cast aluminum PROCESS CONNECTION : 1/8" female NPT duplicate high and low pressure taps - one pair side and one pair back. ENCLOSURE RATING : IP66. | 477AV-2
82 | DIFFERENTIAL PRESSURE GAUGE | Dwyer | 2000-5MBAR-BA | SERIES 2000 | GAUGE | 0 | 5 | 1 | MBAR | 3,4% | 0.5 | 0 | 2 | 3 | 4 | 5 | DISPLAY : 4˝ (101.6 mm) diameter dial face PRESSURE LIMIT : 0 to 34.5 kPa AMBIENT OPERATING LIMIT : 20 to 140°F (-7 to 60°C). HOUSING : Die cast aluminum PROCESS CONNECTION : 1/8" female NPT duplicate high and low pressure taps - one pair side and one pair back. ENCLOSURE RATING : IP66. | 477AV-2
83 | DIFFERENTIAL PRESSURE GAUGE | Dwyer | 2000-60MBAR-BA | SERIES 2000 | GAUGE | 0 | 60 | 1 | MBAR | 3,4% | 0.5 | 0 | 15 | 30 | 45 | 60 | DISPLAY : 4˝ (101.6 mm) diameter dial face PRESSURE LIMIT : 0 to 34.5 kPa AMBIENT OPERATING LIMIT : 20 to 140°F (-7 to 60°C). HOUSING : Die cast aluminum PROCESS CONNECTION : 1/8" female NPT duplicate high and low pressure taps - one pair side and one pair back. ENCLOSURE RATING : IP66. | 477AV-2
84 | DIFFERENTIAL PRESSURE GAUGE | Dwyer | 2000-60PA-BA | SERIES 2000 | GAUGE | 0 | 60 | 1 | Pa | 3,4% | 0.5 | 0 | 15 | 30 | 45 | 60 | DISPLAY : 4˝ (101.6 mm) diameter dial face PRESSURE LIMIT : 0 to 34.5 kPa AMBIENT OPERATING LIMIT : 20 to 140°F (-7 to 60°C). HOUSING : Die cast aluminum PROCESS CONNECTION : 1/8" female NPT duplicate high and low pressure taps - one pair side and one pair back. ENCLOSURE RATING : IP66. | 477AV-2
85 | DIFFERENTIAL PRESSURE GAUGE | Dwyer | 2000-60PA-HA-BA | SERIES 2000 | GAUGE | 0 | 60 | 1 | Pa | 3,4% | 0.5 | 0 | 15 | 30 | 45 | 60 | DISPLAY : 4˝ (101.6 mm) diameter dial face PRESSURE LIMIT : 0 to 34.5 kPa AMBIENT OPERATING LIMIT : 20 to 140°F (-7 to 60°C). HOUSING : Die cast aluminum PROCESS CONNECTION : 1/8" female NPT duplicate high and low pressure taps - one pair side and one pair back. ENCLOSURE RATING : IP66. | 477AV-2
86 | DIFFERENTIAL PRESSURE GAUGE | Dwyer | 2000-6KPa-BA | SERIES 2000 | GAUGE | 0 | 6 | 1 | KPa | 3,4% | 0.5 | 0 | 1 | 3 | 5 | 6 | DISPLAY : 4˝ (101.6 mm) diameter dial face PRESSURE LIMIT : 0 to 34.5 kPa AMBIENT OPERATING LIMIT : 20 to 140°F (-7 to 60°C). HOUSING : Die cast aluminum PROCESS CONNECTION : 1/8" female NPT duplicate high and low pressure taps - one pair side and one pair back. ENCLOSURE RATING : IP66. | 477AV-2
87 | DIFFERENTIAL PRESSURE GAUGE | Dwyer | 2000-6MM-BA | SERIES 2000 | GAUGE | 0 | 6 | 1 | mmwc | 3,4% | 0.5 | 0 | 1 | 3 | 5 | 6 | DISPLAY : 4˝ (101.6 mm) diameter dial face PRESSURE LIMIT : 0 to 34.5 kPa AMBIENT OPERATING LIMIT : 20 to 140°F (-7 to 60°C). HOUSING : Die cast aluminum PROCESS CONNECTION : 1/8" female NPT duplicate high and low pressure taps - one pair side and one pair back. ENCLOSURE RATING : IP66. | 477AV-00
88 | DIFFERENTIAL PRESSURE GAUGE | Dwyer | 2000-6MM-G-R-BA | SERIES 2000 | GAUGE | 0 | 6 | 1 | mmwc | 3,4% | 0.5 | 0 | 1 | 3 | 5 | 6 | DISPLAY : 4˝ (101.6 mm) diameter dial face PRESSURE LIMIT : 0 to 34.5 kPa AMBIENT OPERATING LIMIT : 20 to 140°F (-7 to 60°C). HOUSING : Die cast aluminum PROCESS CONNECTION : 1/8" female NPT duplicate high and low pressure taps - one pair side and one pair back. ENCLOSURE RATING : IP66. | 477AV-2
89 | DIFFERENTIAL PRESSURE GAUGE | Dwyer | 2000-700MM-BA | SERIES 2000 | GAUGE | 0 | 700 | 1 | mmwc | 3,4% | 0.5 | 0 | 100 | 300 | 500 | 700 | DISPLAY : 4˝ (101.6 mm) diameter dial face PRESSURE LIMIT : 0 to 34.5 kPa AMBIENT OPERATING LIMIT : 20 to 140°F (-7 to 60°C). HOUSING : Die cast aluminum PROCESS CONNECTION : 1/8" female NPT duplicate high and low pressure taps - one pair side and one pair back. ENCLOSURE RATING : IP66. | 477AV-2
90 | DIFFERENTIAL PRESSURE GAUGE | Dwyer | 2000-700PA-BA | SERIES 2000 | GAUGE | 0 | 700 | 1 | Pa | 3,4% | 0.5 | 0 | 100 | 300 | 500 | 700 | DISPLAY : 4˝ (101.6 mm) diameter dial face PRESSURE LIMIT : 0 to 34.5 kPa AMBIENT OPERATING LIMIT : 20 to 140°F (-7 to 60°C). HOUSING : Die cast aluminum PROCESS CONNECTION : 1/8" female NPT duplicate high and low pressure taps - one pair side and one pair back. ENCLOSURE RATING : IP66. | 477AV-2
91 | DIFFERENTIAL PRESSURE GAUGE | Dwyer | 2000-750MM-BA | SERIES 2000 | GAUGE | 0 | 750 | 1 | mmwc | 3,4% | 0.5 | 0 | 100 | 300 | 500 | 750 | DISPLAY : 4˝ (101.6 mm) diameter dial face PRESSURE LIMIT : 0 to 34.5 kPa AMBIENT OPERATING LIMIT : 20 to 140°F (-7 to 60°C). HOUSING : Die cast aluminum PROCESS CONNECTION : 1/8" female NPT duplicate high and low pressure taps - one pair side and one pair back. ENCLOSURE RATING : IP66. | 477AV-2
92 | DIFFERENTIAL PRESSURE GAUGE | Dwyer | 2000-750MM-HP-BA | SERIES 2000 | GAUGE | 0 | 750 | 1 | mmwc | 3,4% | 0.5 | 0 | 100 | 300 | 500 | 750 | DISPLAY : 4˝ (101.6 mm) diameter dial face PRESSURE LIMIT : 0 to 34.5 kPa AMBIENT OPERATING LIMIT : 20 to 140°F (-7 to 60°C). HOUSING : Die cast aluminum PROCESS CONNECTION : 1/8" female NPT duplicate high and low pressure taps - one pair side and one pair back. ENCLOSURE RATING : IP66. | 477AV-2
93 | DIFFERENTIAL PRESSURE GAUGE | Dwyer | 2000-750 MM-HP + A-286-BA | SERIES 2000 | GAUGE | 0 | 750 | 1 | mmwc | 3,4% | 0.5 | 0 | 100 | 300 | 500 | 750 | DISPLAY : 4˝ (101.6 mm) diameter dial face PRESSURE LIMIT : 0 to 34.5 kPa AMBIENT OPERATING LIMIT : 20 to 140°F (-7 to 60°C). HOUSING : Die cast aluminum PROCESS CONNECTION : 1/8" female NPT duplicate high and low pressure taps - one pair side and one pair back. ENCLOSURE RATING : IP66. | 477AV-2
94 | DIFFERENTIAL PRESSURE GAUGE | Dwyer | 2000-750PA-BA | SERIES 2000 | GAUGE | 0 | 750 | 1 | Pa | 3,4% | 0.5 | 0 | 100 | 300 | 500 | 750 | DISPLAY : 4˝ (101.6 mm) diameter dial face PRESSURE LIMIT : 0 to 34.5 kPa AMBIENT OPERATING LIMIT : 20 to 140°F (-7 to 60°C). HOUSING : Die cast aluminum PROCESS CONNECTION : 1/8" female NPT duplicate high and low pressure taps - one pair side and one pair back. ENCLOSURE RATING : IP66. | 477AV-2
95 | DIFFERENTIAL PRESSURE GAUGE | Dwyer | 2000-75MM-BA | SERIES 2000 | GAUGE | 0 | 75 | 1 | mmwc | 3,4% | 0.5 | 0 | 10 | 30 | 50 | 75 | DISPLAY : 4˝ (101.6 mm) diameter dial face PRESSURE LIMIT : 0 to 34.5 kPa AMBIENT OPERATING LIMIT : 20 to 140°F (-7 to 60°C). HOUSING : Die cast aluminum PROCESS CONNECTION : 1/8" female NPT duplicate high and low pressure taps - one pair side and one pair back. ENCLOSURE RATING : IP66. | 477AV-00
96 | DIFFERENTIAL PRESSURE GAUGE | Dwyer | 2000-800MM-BA | SERIES 2000 | GAUGE | 0 | 800 | 1 | mmwc | 3,4% | 0.5 | 0 | 200 | 400 | 600 | 800 | DISPLAY : 4˝ (101.6 mm) diameter dial face PRESSURE LIMIT : 0 to 34.5 kPa AMBIENT OPERATING LIMIT : 20 to 140°F (-7 to 60°C). HOUSING : Die cast aluminum PROCESS CONNECTION : 1/8" female NPT duplicate high and low pressure taps - one pair side and one pair back. ENCLOSURE RATING : IP66. | 477AV-2
97 | DIFFERENTIAL PRESSURE GAUGE | Dwyer | 2000-800PA-BA | SERIES 2000 | GAUGE | 0 | 800 | 1 | Pa | 3,4% | 0.5 | 0 | 200 | 400 | 600 | 800 | DISPLAY : 4˝ (101.6 mm) diameter dial face PRESSURE LIMIT : 0 to 34.5 kPa AMBIENT OPERATING LIMIT : 20 to 140°F (-7 to 60°C). HOUSING : Die cast aluminum PROCESS CONNECTION : 1/8" female NPT duplicate high and low pressure taps - one pair side and one pair back. ENCLOSURE RATING : IP66. | 477AV-2
98 | DIFFERENTIAL PRESSURE GAUGE | Dwyer | 2000-80CM-BA | SERIES 2000 | GAUGE | 0 | 80 | 1 | cmwc | 3,4% | 0.5 | 0 | 20 | 40 | 60 | 80 | DISPLAY : 4˝ (101.6 mm) diameter dial face PRESSURE LIMIT : 0 to 34.5 kPa AMBIENT OPERATING LIMIT : 20 to 140°F (-7 to 60°C). HOUSING : Die cast aluminum PROCESS CONNECTION : 1/8" female NPT duplicate high and low pressure taps - one pair side and one pair back. ENCLOSURE RATING : IP66. | 477AV-2
99 | DIFFERENTIAL PRESSURE GAUGE | Dwyer | 2000-80MM-BA | SERIES 2000 | GAUGE | 0 | 80 | 1 | mmwc | 3,4% | 0.5 | 0 | 20 | 40 | 60 | 80 | DISPLAY : 4˝ (101.6 mm) diameter dial face PRESSURE LIMIT : 0 to 34.5 kPa AMBIENT OPERATING LIMIT : 20 to 140°F (-7 to 60°C). HOUSING : Die cast aluminum PROCESS CONNECTION : 1/8" female NPT duplicate high and low pressure taps - one pair side and one pair back. ENCLOSURE RATING : IP66. | 477AV-00
100 | DIFFERENTIAL PRESSURE GAUGE | Dwyer | 2300-2000PA-BA | SERIES 2000 | GAUGE | -1000 | 1000 | 1 | Pa | 3,4% | 0.5 | 0 | 200 | 600 | 800 | 1000 | DISPLAY : 4˝ (101.6 mm) diameter dial face PRESSURE LIMIT : 0 to 34.5 kPa AMBIENT OPERATING LIMIT : 20 to 140°F (-7 to 60°C). HOUSING : Die cast aluminum PROCESS CONNECTION : 1/8" female NPT duplicate high and low pressure taps - one pair side and one pair back. ENCLOSURE RATING : IP66. | 477AV-2
104 | DIFFERENTIAL PRESSURE GAUGE | Dwyer | S2000-250MM-BA | SERIES 2000 | GAUGE | 0 | 250 | 1 | mmwc | 3,4% | 0.5 | 0 | 50 | 100 | 200 | 250 | DISPLAY : 4˝ (101.6 mm) diameter dial face PRESSURE LIMIT : 0 to 34.5 kPa AMBIENT OPERATING LIMIT : 20 to 140°F (-7 to 60°C). HOUSING : Die cast aluminum PROCESS CONNECTION : 1/8" female NPT duplicate high and low pressure taps - one pair side and one pair back. ENCLOSURE RATING : IP66. | 477B-1
106 | DIFFERENTIAL PRESSURE GAUGE | Dwyer | 2000-150CM-BA | SERIES 2000 | GAUGE | 0 | 150 | 1 | cmwc | 3,4% | 0.5 | 0 | 30 | 50 | 100 | 150 | DISPLAY : 4˝ (101.6 mm) diameter dial face PRESSURE LIMIT : 0 to 34.5 kPa AMBIENT OPERATING LIMIT : 20 to 140°F (-7 to 60°C). HOUSING : Die cast aluminum PROCESS CONNECTION : 1/8" female NPT duplicate high and low pressure taps - one pair side and one pair back. ENCLOSURE RATING : IP66. | 477AV-2
107 | DIFFERENTIAL PRESSURE GAUGE | Dwyer | 2000-100MM-BA | SERIES 2000 | GAUGE | 0 | 100 | 1 | mmwc | 3,4% | 0.5 | 0 | 20 | 60 | 80 | 100 | DISPLAY : 4˝ (101.6 mm) diameter dial face PRESSURE LIMIT : 0 to 34.5 kPa AMBIENT OPERATING LIMIT : 20 to 140°F (-7 to 60°C). HOUSING : Die cast aluminum PROCESS CONNECTION : 1/8" female NPT duplicate high and low pressure taps - one pair side and one pair back. ENCLOSURE RATING : IP66. | 477AV-00
108 | DIFFERENTIAL PRESSURE GAUGE | Dwyer | 2000-200CM-BA | SERIES 2000 | GAUGE | 0 | 200 | 1 | cmwc | 3,4% | 0.5 | 0 | 50 | 100 | 150 | 200 | DISPLAY : 4˝ (101.6 mm) diameter dial face PRESSURE LIMIT : 0 to 34.5 kPa AMBIENT OPERATING LIMIT : 20 to 140°F (-7 to 60°C). HOUSING : Die cast aluminum PROCESS CONNECTION : 1/8" female NPT duplicate high and low pressure taps - one pair side and one pair back. ENCLOSURE RATING : IP66. | 477AV-2
109 | DIFFERENTIAL PRESSURE GAUGE | Dwyer | 2000-250MM-BA | SERIES 2000 | GAUGE | 0 | 250 | 1 | mmwc | 3,4% | 0.5 | 0 | 50 | 100 | 200 | 250 | DISPLAY : 4˝ (101.6 mm) diameter dial face PRESSURE LIMIT : 0 to 34.5 kPa AMBIENT OPERATING LIMIT : 20 to 140°F (-7 to 60°C). HOUSING : Die cast aluminum PROCESS CONNECTION : 1/8" female NPT duplicate high and low pressure taps - one pair side and one pair back. ENCLOSURE RATING : IP66. | 477B-1
110 | DIFFERENTIAL PRESSURE GAUGE | Dwyer | 2000-6MM-BA | SERIES 2000 | GAUGE | 0 | 6 | 1 | mmwc | 3,4% | 0.5 | 0 | 1 | 3 | 5 | 6 | DISPLAY : 4˝ (101.6 mm) diameter dial face PRESSURE LIMIT : 0 to 34.5 kPa AMBIENT OPERATING LIMIT : 20 to 140°F (-7 to 60°C). HOUSING : Die cast aluminum PROCESS CONNECTION : 1/8" female NPT duplicate high and low pressure taps - one pair side and one pair back. ENCLOSURE RATING : IP66. | 477AV-00
111 | DIFFERENTIAL PRESSURE GAUGE | Dwyer | 2000-2.5KPa-BA | SERIES 2000 | GAUGE | 0 | 2.5 | 1 | Kpa | 3,4% | 0.5 | 0 | 0.5 | 1 | 2 | 2.5 | DISPLAY : 4˝ (101.6 mm) diameter dial face PRESSURE LIMIT : 0 to 34.5 kPa AMBIENT OPERATING LIMIT : 20 to 140°F (-7 to 60°C). HOUSING : Die cast aluminum PROCESS CONNECTION : 1/8" female NPT duplicate high and low pressure taps - one pair side and one pair back. ENCLOSURE RATING : IP66. | 477AV-2
112 | DIFFERENTIAL PRESSURE GAUGE | Dwyer | 2000-00N-BA | SERIES 2000 | GAUGE | 0.05 | 0.2 | 1 | inWC | 3,4% | 0.5 | 0 | 0.05 | 0.1 | 0.15 | 0.2 | DISPLAY : 4˝ (101.6 mm) diameter dial face PRESSURE LIMIT : 0 to 34.5 kPa AMBIENT OPERATING LIMIT : 20 to 140°F (-7 to 60°C). HOUSING : Die cast aluminum PROCESS CONNECTION : 1/8" female NPT duplicate high and low pressure taps - one pair side and one pair back. ENCLOSURE RATING : IP66. | 477AV-2
113 | DIFFERENTIAL PRESSURE GAUGE | Dwyer | 2000-10mm-BA | SERIES 2000 | GAUGE | 0 | 10 | 1 | mmwc | 3,4% | 0.5 | 0 | 2 | 6 | 8 | 10 | DISPLAY : 4˝ (101.6 mm) diameter dial face PRESSURE LIMIT : 0 to 34.5 kPa AMBIENT OPERATING LIMIT : 20 to 140°F (-7 to 60°C). HOUSING : Die cast aluminum PROCESS CONNECTION : 1/8" female NPT duplicate high and low pressure taps - one pair side and one pair back. ENCLOSURE RATING : IP66. | 477AV-00
114 | DIFFERENTIAL PRESSURE GAUGE | Dwyer | 2000-8KPa-BA | SERIES 2000 | GAUGE | 0 | 8 | 1 | KPa | 3,4% | 0.5 | 0 | 2 | 4 | 6 | 8 | DISPLAY : 4˝ (101.6 mm) diameter dial face PRESSURE LIMIT : 0 to 34.5 kPa AMBIENT OPERATING LIMIT : 20 to 140°F (-7 to 60°C). HOUSING : Die cast aluminum PROCESS CONNECTION : 1/8" female NPT duplicate high and low pressure taps - one pair side and one pair back. ENCLOSURE RATING : IP66. | 477AV-2
115 | DIFFERENTIAL PRESSURE GAUGE | Dwyer | 2000-15KPa-BA | SERIES 2000 | GAUGE | 0 | 15 | 1 | KPa | 3,4% | 0.5 | 0 | 3 | 5 | 10 | 15 | DISPLAY : 4˝ (101.6 mm) diameter dial face PRESSURE LIMIT : 0 to 34.5 kPa AMBIENT OPERATING LIMIT : 20 to 140°F (-7 to 60°C). HOUSING : Die cast aluminum PROCESS CONNECTION : 1/8" female NPT duplicate high and low pressure taps - one pair side and one pair back. ENCLOSURE RATING : IP66. | 477AV-2
116 | DIFFERENTIAL PRESSURE GAUGE | Dwyer | 2000-150MM-BA | SERIES 2000 | GAUGE | 0 | 150 | 1 | mmwc | 3,4% | 0.5 | 0 | 30 | 50 | 100 | 150 | DISPLAY : 4˝ (101.6 mm) diameter dial face PRESSURE LIMIT : 0 to 34.5 kPa AMBIENT OPERATING LIMIT : 20 to 140°F (-7 to 60°C). HOUSING : Die cast aluminum PROCESS CONNECTION : 1/8" female NPT duplicate high and low pressure taps - one pair side and one pair back. ENCLOSURE RATING : IP66. | 477B-1
117 | DIFFERENTIAL PRESSURE GAUGE | Dwyer | 2000-30KPa-BA | SERIES 2000 | GAUGE | 0 | 30 | 1 | KPa | 3,4% | 0.5 | 0 | 5 | 10 | 20 | 30 | DISPLAY : 4˝ (101.6 mm) diameter dial face PRESSURE LIMIT : 0 to 34.5 kPa AMBIENT OPERATING LIMIT : 20 to 140°F (-7 to 60°C). HOUSING : Die cast aluminum PROCESS CONNECTION : 1/8" female NPT duplicate high and low pressure taps - one pair side and one pair back. ENCLOSURE RATING : IP66. | 477AV-2
118 | DIFFERENTIAL PRESSURE GAUGE | Dwyer | 2000-60NPA-BA | SERIES 2000 | GAUGE | 0 | 60 | 1 | NPA | 3,4% | 0.5 | 0 | 15 | 30 | 45 | 60 | DISPLAY : 4˝ (101.6 mm) diameter dial face PRESSURE LIMIT : 0 to 34.5 kPa AMBIENT OPERATING LIMIT : 20 to 140°F (-7 to 60°C). HOUSING : Die cast aluminum PROCESS CONNECTION : 1/8" female NPT duplicate high and low pressure taps - one pair side and one pair back. ENCLOSURE RATING : IP66. | 477AV-2
119 | DIFFERENTIAL PRESSURE GAUGE | Dwyer | 2000-00AV-BA | SERIES 2000 | GAUGE | 0 | 0.25 | 1 | inWC | 3,4% | 0.5 | 0 | 0.1 | 0.15 | 0.2 | 0.25 | DISPLAY : 4˝ (101.6 mm) diameter dial face PRESSURE LIMIT : 0 to 34.5 kPa AMBIENT OPERATING LIMIT : 20 to 140°F (-7 to 60°C). HOUSING : Die cast aluminum PROCESS CONNECTION : 1/8" female NPT duplicate high and low pressure taps - one pair side and one pair back. ENCLOSURE RATING : IP66. | 477AV-2
120 | DIFFERENTIAL PRESSURE GAUGE | Dwyer | 2000-60PA-BA | SERIES 2000 | GAUGE | 0 | 60 | 1 | Pa | 3,4% | 0.5 | 0 | 15 | 30 | 45 | 60 | DISPLAY : 4˝ (101.6 mm) diameter dial face PRESSURE LIMIT : 0 to 34.5 kPa AMBIENT OPERATING LIMIT : 20 to 140°F (-7 to 60°C). HOUSING : Die cast aluminum PROCESS CONNECTION : 1/8" female NPT duplicate high and low pressure taps - one pair side and one pair back. ENCLOSURE RATING : IP66. | 477AV-2
121 | DIFFERENTIAL PRESSURE GAUGE | Dwyer | 2000-25KPa-BA | SERIES 2000 | GAUGE | 0 | 25 | 1 | KPa | 3,4% | 0.5 | 0 | 5 | 10 | 20 | 25 | DISPLAY : 4˝ (101.6 mm) diameter dial face PRESSURE LIMIT : 0 to 34.5 kPa AMBIENT OPERATING LIMIT : 20 to 140°F (-7 to 60°C). HOUSING : Die cast aluminum PROCESS CONNECTION : 1/8" female NPT duplicate high and low pressure taps - one pair side and one pair back. ENCLOSURE RATING : IP66. | 477AV-2
122 | DIFFERENTIAL PRESSURE GAUGE | Dwyer | 2000-50MM-BA | SERIES 2000 | GAUGE | 0 | 50 | 1 | mmwc | 3,4% | 0.5 | 0 | 20 | 30 | 40 | 50 | DISPLAY : 4˝ (101.6 mm) diameter dial face PRESSURE LIMIT : 0 to 34.5 kPa AMBIENT OPERATING LIMIT : 20 to 140°F (-7 to 60°C). HOUSING : Die cast aluminum PROCESS CONNECTION : 1/8" female NPT duplicate high and low pressure taps - one pair side and one pair back. ENCLOSURE RATING : IP66. | 477AV-00
123 | DIFFERENTIAL PRESSURE GAUGE | Dwyer | 2000-100CM-BA | SERIES 2000 | GAUGE | 0 | 100 | 1 | cmwc | 3,4% | 0.5 | 0 | 20 | 60 | 80 | 100 | DISPLAY : 4˝ (101.6 mm) diameter dial face PRESSURE LIMIT : 0 to 34.5 kPa AMBIENT OPERATING LIMIT : 20 to 140°F (-7 to 60°C). HOUSING : Die cast aluminum PROCESS CONNECTION : 1/8" female NPT duplicate high and low pressure taps - one pair side and one pair back. ENCLOSURE RATING : IP66. | 477AV-2
124 | DIFFERENTIAL PRESSURE GAUGE | Dwyer | 2000-80MM-BA | SERIES 2000 | GAUGE | 0 | 80 | 1 | mmwc | 3,4% | 0.5 | 0 | 20 | 40 | 60 | 80 | DISPLAY : 4˝ (101.6 mm) diameter dial face PRESSURE LIMIT : 0 to 34.5 kPa AMBIENT OPERATING LIMIT : 20 to 140°F (-7 to 60°C). HOUSING : Die cast aluminum PROCESS CONNECTION : 1/8" female NPT duplicate high and low pressure taps - one pair side and one pair back. ENCLOSURE RATING : IP66. | 477AV-00
125 | DIFFERENTIAL PRESSURE GAUGE | Dwyer | 2000-25CM-BA | SERIES 2000 | GAUGE | 0 | 25 | 1 | cmwc | 3,4% | 0.5 | 0 | 5 | 10 | 20 | 25 | DISPLAY : 4˝ (101.6 mm) diameter dial face PRESSURE LIMIT : 0 to 34.5 kPa AMBIENT OPERATING LIMIT : 20 to 140°F (-7 to 60°C). HOUSING : Die cast aluminum PROCESS CONNECTION : 1/8" female NPT duplicate high and low pressure taps - one pair side and one pair back. ENCLOSURE RATING : IP66. | 477AV-2
126 | DIFFERENTIAL PRESSURE GAUGE | Dwyer | 2000-250PA-BA | SERIES 2000 | GAUGE | 0 | 250 | 1 | PA | 3,4% | 0.5 | 0 | 50 | 100 | 200 | 250 | DISPLAY : 4˝ (101.6 mm) diameter dial face PRESSURE LIMIT : 0 to 34.5 kPa AMBIENT OPERATING LIMIT : 20 to 140°F (-7 to 60°C). HOUSING : Die cast aluminum PROCESS CONNECTION : 1/8" female NPT duplicate high and low pressure taps - one pair side and one pair back. ENCLOSURE RATING : IP66. | 477AV-2
127 | DIFFERENTIAL PRESSURE GAUGE | Dwyer | 2000-4KPa-BA | SERIES 2000 | GAUGE | 0 | 4 | 1 | KPa | 3,4% | 0.5 | 0 | 1 | 2 | 3 | 4 | DISPLAY : 4˝ (101.6 mm) diameter dial face PRESSURE LIMIT : 0 to 34.5 kPa AMBIENT OPERATING LIMIT : 20 to 140°F (-7 to 60°C). HOUSING : Die cast aluminum PROCESS CONNECTION : 1/8" female NPT duplicate high and low pressure taps - one pair side and one pair back. ENCLOSURE RATING : IP66. | 477AV-2
128 | DIFFERENTIAL PRESSURE GAUGE | Dwyer | 2000-300CM-BA | SERIES 2000 | GAUGE | 0 | 300 | 1 | cmwc | 3,4% | 0.5 | 0 | 50 | 100 | 200 | 300 | DISPLAY : 4˝ (101.6 mm) diameter dial face PRESSURE LIMIT : 0 to 34.5 kPa AMBIENT OPERATING LIMIT : 20 to 140°F (-7 to 60°C). HOUSING : Die cast aluminum PROCESS CONNECTION : 1/8" female NPT duplicate high and low pressure taps - one pair side and one pair back. ENCLOSURE RATING : IP66. | 477AV-2
129 | DIFFERENTIAL PRESSURE GAUGE | Dwyer | 2000-00D-BA | SERIES 2000 | GAUGE | 0 | 0.25 | 1 | inWC | 3,4% | 0.5 | 0 | 0.1 | 0.15 | 0.2 | 0.25 | DISPLAY : 4˝ (101.6 mm) diameter dial face PRESSURE LIMIT : 0 to 34.5 kPa AMBIENT OPERATING LIMIT : 20 to 140°F (-7 to 60°C). HOUSING : Die cast aluminum PROCESS CONNECTION : 1/8" female NPT duplicate high and low pressure taps - one pair side and one pair back. ENCLOSURE RATING : IP66. | 477AV-2
130 | DIFFERENTIAL PRESSURE GAUGE | Dwyer | 2000-50CM-BA | SERIES 2000 | GAUGE | 0 | 50 | 1 | cmwc | 3,4% | 0.5 | 0 | 20 | 30 | 40 | 50 | DISPLAY : 4˝ (101.6 mm) diameter dial face PRESSURE LIMIT : 0 to 34.5 kPa AMBIENT OPERATING LIMIT : 20 to 140°F (-7 to 60°C). HOUSING : Die cast aluminum PROCESS CONNECTION : 1/8" female NPT duplicate high and low pressure taps - one pair side and one pair back. ENCLOSURE RATING : IP66. | 477AV-2
131 | DIFFERENTIAL PRESSURE GAUGE | Dwyer | 2000-250CMWC-BA | SERIES 2000 | GAUGE | 0 | 250 | 1 | cmwc | 3,4% | 0.5 | 0 | 50 | 100 | 200 | 250 | DISPLAY : 4˝ (101.6 mm) diameter dial face PRESSURE LIMIT : 0 to 34.5 kPa AMBIENT OPERATING LIMIT : 20 to 140°F (-7 to 60°C). HOUSING : Die cast aluminum PROCESS CONNECTION : 1/8" female NPT duplicate high and low pressure taps - one pair side and one pair back. ENCLOSURE RATING : IP66. | 477AV-2
132 | DIFFERENTIAL PRESSURE GAUGE | Dwyer | 2000-0.5KPA-BA | SERIES 2000 | GAUGE | 0 | 0.5 | 1 | KPA | 3,4% | 0.5 | 0 | 0.2 | 0.3 | 0.4 | 0.5 | DISPLAY : 4˝ (101.6 mm) diameter dial face PRESSURE LIMIT : 0 to 34.5 kPa AMBIENT OPERATING LIMIT : 20 to 140°F (-7 to 60°C). HOUSING : Die cast aluminum PROCESS CONNECTION : 1/8" female NPT duplicate high and low pressure taps - one pair side and one pair back. ENCLOSURE RATING : IP66. | 477AV-2
133 | DIFFERENTIAL PRESSURE GAUGE | Dwyer | 2000-500PA-BA | SERIES 2000 | GAUGE | 0 | 500 | 1 | PA | 3,4% | 0.5 | 0 | 200 | 300 | 400 | 500 | DISPLAY : 4˝ (101.6 mm) diameter dial face PRESSURE LIMIT : 0 to 34.5 kPa AMBIENT OPERATING LIMIT : 20 to 140°F (-7 to 60°C). HOUSING : Die cast aluminum PROCESS CONNECTION : 1/8" female NPT duplicate high and low pressure taps - one pair side and one pair back. ENCLOSURE RATING : IP66. | 477AV-2
134 | DIFFERENTIAL PRESSURE GAUGE | Dwyer | 2000-25MMWC-BA | SERIES 2000 | GAUGE | 0 | 25 | 1 | mmwc | 3,4% | 0.5 | 0 | 5 | 10 | 20 | 25 | DISPLAY : 4˝ (101.6 mm) diameter dial face PRESSURE LIMIT : 0 to 34.5 kPa AMBIENT OPERATING LIMIT : 20 to 140°F (-7 to 60°C). HOUSING : Die cast aluminum PROCESS CONNECTION : 1/8" female NPT duplicate high and low pressure taps - one pair side and one pair back. ENCLOSURE RATING : IP66. | 477AV-00
135 | DIFFERENTIAL PRESSURE GAUGE | Dwyer | 2000-0.5INWC-BA | SERIES 2000 | GAUGE | 0 | 0.5 | 1 | inWC | 3,4% | 0.5 | 0 | 0.2 | 0.3 | 0.4 | 0.5 | DISPLAY : 4˝ (101.6 mm) diameter dial face PRESSURE LIMIT : 0 to 34.5 kPa AMBIENT OPERATING LIMIT : 20 to 140°F (-7 to 60°C). HOUSING : Die cast aluminum PROCESS CONNECTION : 1/8" female NPT duplicate high and low pressure taps - one pair side and one pair back. ENCLOSURE RATING : IP66. | 477AV-2
136 | DIFFERENTIAL PRESSURE GAGES | Dwyer | 2000-250CM-BA | SERIES 2000 | Gauges | 0 | 250 | 1 | cmWC | 3,4% | 0.5 | 0 | 50 | 150 | 200 | 250 | DISPLAY : 4˝ (101.6 mm) diameter dial face PRESSURE LIMIT : 0 to 34.5 kPa AMBIENT OPERATING LIMIT : 20 to 140°F (-7 to 60°C). HOUSING : Die cast aluminum PROCESS CONNECTION : 1/8" female NPT duplicate high and low pressure taps - one pair side and one pair back. ENCLOSURE RATING : IP66. | 477AV-02
137 | DIFFERENTIAL PRESSURE GAGES | Dwyer | 2000-25MM-BA | SERIES 2000 | Gauges | 0 | 25 | 1 | mmwc | 3,4% | 0.5 | 0 | 5 | 15 | 20 | 25 | DISPLAY : 4˝ (101.6 mm) diameter dial face PRESSURE LIMIT : 0 to 34.5 kPa AMBIENT OPERATING LIMIT : 20 to 140°F (-7 to 60°C). HOUSING : Die cast aluminum PROCESS CONNECTION : 1/8" female NPT duplicate high and low pressure taps - one pair side and one pair back. ENCLOSURE RATING : IP66. | 477AV-00
138 | DIFFERENTIAL PRESSURE GAGES | Dwyer | 2000-500PA-BA | SERIES 2000 | Gauges | 0 | 500 | 1 | Pa | 3,4% | 0.5 | 0 | 100 | 300 | 400 | 500 | DISPLAY : 4˝ (101.6 mm) diameter dial face PRESSURE LIMIT : 0 to 34.5 kPa AMBIENT OPERATING LIMIT : 20 to 140°F (-7 to 60°C). HOUSING : Die cast aluminum PROCESS CONNECTION : 1/8" female NPT duplicate high and low pressure taps - one pair side and one pair back. ENCLOSURE RATING : IP66. | 477AV-00
139 | DIFFERENTIAL PRESSURE GAGES | Dwyer | 2000-0.5KPA-BA | SERIES 2000 | Gauges | 0 | 0.5 | 1 | kPa | 3,4% | 0.5 | 0 | 0.1 | 0.3 | 0.4 | 0.5 | DISPLAY : 4˝ (101.6 mm) diameter dial face PRESSURE LIMIT : 0 to 34.5 kPa AMBIENT OPERATING LIMIT : 20 to 140°F (-7 to 60°C). HOUSING : Die cast aluminum PROCESS CONNECTION : 1/8" female NPT duplicate high and low pressure taps - one pair side and one pair back. ENCLOSURE RATING : IP66. | 477B-1
140 | DIFFERENTIAL PRESSURE GAGES | Dwyer | 2000-0AV-BA | SERIES 2000 | Gauges | 0 | 0.5 | 1 | inWC | 3,4% | 0.5 | 0 | 0.1 | 0.3 | 0.4 | 0.5 | DISPLAY : 4˝ (101.6 mm) diameter dial face PRESSURE LIMIT : 0 to 34.5 kPa AMBIENT OPERATING LIMIT : 20 to 140°F (-7 to 60°C). HOUSING : Die cast aluminum PROCESS CONNECTION : 1/8" female NPT duplicate high and low pressure taps - one pair side and one pair back. ENCLOSURE RATING : IP66. | 477AV-00
141 | DIFFERENTIAL PRESSURE GAGES | Dwyer | 2000-1000MBAR-BA | SERIES 2000 | Gauges | 0 | 1000 | 1 | MBAR | 3,4% | 0.5 | 0 | 250 | 500 | 750 | 1000 | DISPLAY : 4˝ (101.6 mm) diameter dial face PRESSURE LIMIT : 0 to 34.5 kPa AMBIENT OPERATING LIMIT : 20 to 140°F (-7 to 60°C). HOUSING : Die cast aluminum PROCESS CONNECTION : 1/8" female NPT duplicate high and low pressure taps - one pair side and one pair back. ENCLOSURE RATING : IP66. | 477AV-02
142 | DIFFERENTIAL PRESSURE GAGES | Dwyer | 2000-1000MM-BA | SERIES 2000 | Gauges | 0 | 100 | 1 | mmwc | 3,4% | 0.5 | 0 | 250 | 500 | 750 | 1000 | DISPLAY : 4˝ (101.6 mm) diameter dial face PRESSURE LIMIT : 0 to 34.5 kPa AMBIENT OPERATING LIMIT : 20 to 140°F (-7 to 60°C). HOUSING : Die cast aluminum PROCESS CONNECTION : 1/8" female NPT duplicate high and low pressure taps - one pair side and one pair back. ENCLOSURE RATING : IP66. | 477AV-02 | 0 TO 4 INWC
143 | DIFFERENTIAL PRESSURE GAGES | Dwyer | 2000-1000MM-HP-BA | SERIES 2000 | Gauges | 0 | 1000 | 1 | mmwc | 3,4% | 0.5 | 0 | 250 | 500 | 750 | 1000 | DISPLAY : 4˝ (101.6 mm) diameter dial face PRESSURE LIMIT : 0 to 34.5 kPa AMBIENT OPERATING LIMIT : 20 to 140°F (-7 to 60°C). HOUSING : Die cast aluminum PROCESS CONNECTION : 1/8" female NPT duplicate high and low pressure taps - one pair side and one pair back. ENCLOSURE RATING : IP66. | 477AV-02 | 0 TO 20 INWC
144 | DIFFERENTIAL PRESSURE GAGES | Dwyer | 2000-1000PA-ASF-BA | SERIES 2000 | Gauges | 0 | 1000 | 1 | PA | 3,4% | 0.5 | 0 | 250 | 500 | 750 | 1000 | DISPLAY : 4˝ (101.6 mm) diameter dial face PRESSURE LIMIT : 0 to 34.5 kPa AMBIENT OPERATING LIMIT : 20 to 140°F (-7 to 60°C). HOUSING : Die cast aluminum PROCESS CONNECTION : 1/8" female NPT duplicate high and low pressure taps - one pair side and one pair back. ENCLOSURE RATING : IP66. | 477AV-02 | 0 TO 40 INWC
145 | DIFFERENTIAL PRESSURE GAGES | Dwyer | 2000-100KPa-BA | SERIES 2000 | Gauges | 0 | 100 | 1 | kPa | 3,4% | 0.5 | 0 | 25 | 50 | 75 | 100 | DISPLAY : 4˝ (101.6 mm) diameter dial face PRESSURE LIMIT : 0 to 34.5 kPa AMBIENT OPERATING LIMIT : 20 to 140°F (-7 to 60°C). HOUSING : Die cast aluminum PROCESS CONNECTION : 1/8" female NPT duplicate high and low pressure taps - one pair side and one pair back. ENCLOSURE RATING : IP66. | 477AV-02
146 | DIFFERENTIAL PRESSURE GAGES | Dwyer | 2000-100MBAR-BA | SERIES 2000 | Gauges | 0 | 100 | 1 | MBAR | 3,4% | 0.5 | 0 | 25 | 50 | 75 | 100 | DISPLAY : 4˝ (101.6 mm) diameter dial face PRESSURE LIMIT : 0 to 34.5 kPa AMBIENT OPERATING LIMIT : 20 to 140°F (-7 to 60°C). HOUSING : Die cast aluminum PROCESS CONNECTION : 1/8" female NPT duplicate high and low pressure taps - one pair side and one pair back. ENCLOSURE RATING : IP66. | 477AV-02
147 | DIFFERENTIAL PRESSURE GAGES | Dwyer | 2000-100MM-ASF-BA | SERIES 2000 | Gauges | 0 | 100 | 1 | mmwc | 3,4% | 0.5 | 0 | 25 | 50 | 75 | 100 | DISPLAY : 4˝ (101.6 mm) diameter dial face PRESSURE LIMIT : 0 to 34.5 kPa AMBIENT OPERATING LIMIT : 20 to 140°F (-7 to 60°C). HOUSING : Die cast aluminum PROCESS CONNECTION : 1/8" female NPT duplicate high and low pressure taps - one pair side and one pair back. ENCLOSURE RATING : IP66. | 477AV-02
148 | DIFFERENTIAL PRESSURE GAGES | Dwyer | 2000-100MM-BA-BA | SERIES 2000 | Gauges | 0 | 100 | 1 | mmwc | 3,4% | 0.5 | 0 | 25 | 50 | 75 | 100 | DISPLAY : 4˝ (101.6 mm) diameter dial face PRESSURE LIMIT : 0 to 34.5 kPa AMBIENT OPERATING LIMIT : 20 to 140°F (-7 to 60°C). HOUSING : Die cast aluminum PROCESS CONNECTION : 1/8" female NPT duplicate high and low pressure taps - one pair side and one pair back. ENCLOSURE RATING : IP66. | 477AV-02
149 | DIFFERENTIAL PRESSURE GAGES | Dwyer | 2000-100MM-SS-BA | SERIES 2000 | Gauges | 0 | 100 | 1 | mmwc | 3,4% | 0.5 | 0 | 25 | 50 | 75 | 100 | DISPLAY : 4˝ (101.6 mm) diameter dial face PRESSURE LIMIT : 0 to 34.5 kPa AMBIENT OPERATING LIMIT : 20 to 140°F (-7 to 60°C). HOUSING : Die cast aluminum PROCESS CONNECTION : 1/8" female NPT duplicate high and low pressure taps - one pair side and one pair back. ENCLOSURE RATING : IP66. | 477AV-02
150 | DIFFERENTIAL PRESSURE GAGES | Dwyer | 2000-100PA-HA-BA | SERIES 2000 | Gauges | 0 | 100 | 1 | PA | 3,4% | 0.5 | 0 | 25 | 50 | 75 | 100 | DISPLAY : 4˝ (101.6 mm) diameter dial face PRESSURE LIMIT : 0 to 34.5 kPa AMBIENT OPERATING LIMIT : 20 to 140°F (-7 to 60°C). HOUSING : Die cast aluminum PROCESS CONNECTION : 1/8" female NPT duplicate high and low pressure taps - one pair side and one pair back. ENCLOSURE RATING : IP66. | 477AV-02
151 | DIFFERENTIAL PRESSURE GAGES | Dwyer | 2000-10KPa-HP-BA | SERIES 2000 | Gauges | 0 | 10 | 1 | kPa | 3,4% | 0.5 | 0 | 2.5 | 5 | 7.5 | 10 | DISPLAY : 4˝ (101.6 mm) diameter dial face PRESSURE LIMIT : 0 to 34.5 kPa AMBIENT OPERATING LIMIT : 20 to 140°F (-7 to 60°C). HOUSING : Die cast aluminum PROCESS CONNECTION : 1/8" female NPT duplicate high and low pressure taps - one pair side and one pair back. ENCLOSURE RATING : IP66. | 477AV-02
152 | DIFFERENTIAL PRESSURE GAGES | Dwyer | 2000-10MBAR-BA | SERIES 2000 | Gauges | 0 | 10 | 1 | MBAR | 3,4% | 0.5 | 0 | 2.5 | 5 | 7.5 | 10 | DISPLAY : 4˝ (101.6 mm) diameter dial face PRESSURE LIMIT : 0 to 34.5 kPa AMBIENT OPERATING LIMIT : 20 to 140°F (-7 to 60°C). HOUSING : Die cast aluminum PROCESS CONNECTION : 1/8" female NPT duplicate high and low pressure taps - one pair side and one pair back. ENCLOSURE RATING : IP66. | 477AV-02
153 | DIFFERENTIAL PRESSURE GAGES | Dwyer | 2000-10MM-BA | SERIES 2000 | Gauges | 0 | 10 | 1 | mmwc | 3,4% | 0.5 | 0 | 2.5 | 5 | 7.5 | 10 | DISPLAY : 4˝ (101.6 mm) diameter dial face PRESSURE LIMIT : 0 to 34.5 kPa AMBIENT OPERATING LIMIT : 20 to 140°F (-7 to 60°C). HOUSING : Die cast aluminum PROCESS CONNECTION : 1/8" female NPT duplicate high and low pressure taps - one pair side and one pair back. ENCLOSURE RATING : IP66. | 477AV-00
154 | DIFFERENTIAL PRESSURE GAGES | Dwyer | 2000-1500MM-BA | SERIES 2000 | Gauges | 0 | 1500 | 1 | mmwc | 3,4% | 0.5 | 0 | 375 | 750 | 1125 | 1500 | DISPLAY : 4˝ (101.6 mm) diameter dial face PRESSURE LIMIT : 0 to 34.5 kPa AMBIENT OPERATING LIMIT : 20 to 140°F (-7 to 60°C). HOUSING : Die cast aluminum PROCESS CONNECTION : 1/8" female NPT duplicate high and low pressure taps - one pair side and one pair back. ENCLOSURE RATING : IP66. | 477AV-02
155 | DIFFERENTIAL PRESSURE GAGES | Dwyer | 2000-1500MM-HP-BA | SERIES 2000 | Gauges | 0 | 1500 | 1 | mmwc | 3,4% | 0.5 | 0 | 375 | 750 | 1125 | 1500 | DISPLAY : 4˝ (101.6 mm) diameter dial face PRESSURE LIMIT : 0 to 34.5 kPa AMBIENT OPERATING LIMIT : 20 to 140°F (-7 to 60°C). HOUSING : Die cast aluminum PROCESS CONNECTION : 1/8" female NPT duplicate high and low pressure taps - one pair side and one pair back. ENCLOSURE RATING : IP66. | 477AV-02
156 | DIFFERENTIAL PRESSURE GAGES | Dwyer | 2000-1500PA-BA | SERIES 2000 | Gauges | 0 | 1500 | 1 | PA | 3,4% | 0.5 | 0 | 375 | 750 | 1125 | 1500 | DISPLAY : 4˝ (101.6 mm) diameter dial face PRESSURE LIMIT : 0 to 34.5 kPa AMBIENT OPERATING LIMIT : 20 to 140°F (-7 to 60°C). HOUSING : Die cast aluminum PROCESS CONNECTION : 1/8" female NPT duplicate high and low pressure taps - one pair side and one pair back. ENCLOSURE RATING : IP66. | 477AV-02
157 | DIFFERENTIAL PRESSURE GAGES | Dwyer | 2000-150MM-BA | SERIES 2000 | Gauges | 0 | 150 | 1 | mmwc | 3,4% | 0.5 | 0 | 25 | 50 | 75 | 150 | DISPLAY : 4˝ (101.6 mm) diameter dial face PRESSURE LIMIT : 0 to 34.5 kPa AMBIENT OPERATING LIMIT : 20 to 140°F (-7 to 60°C). HOUSING : Die cast aluminum PROCESS CONNECTION : 1/8" female NPT duplicate high and low pressure taps - one pair side and one pair back. ENCLOSURE RATING : IP66. | 477AV-02
158 | DIFFERENTIAL PRESSURE GAGES | Dwyer | 2000-150PA-BA | SERIES 2000 | Gauges | 0 | 150 | 1 | PA | 3,4% | 0.5 | 0 | 25 | 50 | 75 | 150 | DISPLAY : 4˝ (101.6 mm) diameter dial face PRESSURE LIMIT : 0 to 34.5 kPa AMBIENT OPERATING LIMIT : 20 to 140°F (-7 to 60°C). HOUSING : Die cast aluminum PROCESS CONNECTION : 1/8" female NPT duplicate high and low pressure taps - one pair side and one pair back. ENCLOSURE RATING : IP66. | 477AV-02
159 | DIFFERENTIAL PRESSURE GAGES | Dwyer | 2000-2000 MM-BA | SERIES 2000 | Gauges | 0 | 2000 | 1 | mmwc | 3,4% | 0.5 | 0 | 500 | 1000 | 1500 | 2000 | DISPLAY : 4˝ (101.6 mm) diameter dial face PRESSURE LIMIT : 0 to 34.5 kPa AMBIENT OPERATING LIMIT : 20 to 140°F (-7 to 60°C). HOUSING : Die cast aluminum PROCESS CONNECTION : 1/8" female NPT duplicate high and low pressure taps - one pair side and one pair back. ENCLOSURE RATING : IP66. | 477AV-02
160 | DIFFERENTIAL PRESSURE GAGES | Dwyer | 2000-2000MM-HP-BA | SERIES 2000 | Gauges | 0 | 2000 | 1 | mmwc | 3,4% | 0.5 | 0 | 500 | 1000 | 1500 | 2000 | DISPLAY : 4˝ (101.6 mm) diameter dial face PRESSURE LIMIT : 0 to 34.5 kPa AMBIENT OPERATING LIMIT : 20 to 140°F (-7 to 60°C). HOUSING : Die cast aluminum PROCESS CONNECTION : 1/8" female NPT duplicate high and low pressure taps - one pair side and one pair back. ENCLOSURE RATING : IP66. | 477AV-02
161 | DIFFERENTIAL PRESSURE GAGES | Dwyer | 2000-2000PA-BA | SERIES 2000 | Gauges | 0 | 2000 | 1 | PA | 3,4% | 0.5 | 0 | 500 | 1000 | 1500 | 2000 | DISPLAY : 4˝ (101.6 mm) diameter dial face PRESSURE LIMIT : 0 to 34.5 kPa AMBIENT OPERATING LIMIT : 20 to 140°F (-7 to 60°C). HOUSING : Die cast aluminum PROCESS CONNECTION : 1/8" female NPT duplicate high and low pressure taps - one pair side and one pair back. ENCLOSURE RATING : IP66. | 477AV-02
162 | DIFFERENTIAL PRESSURE GAGES | Dwyer | 2000-200MBAR-BA | SERIES 2000 | Gauges | 0 | 200 | 1 | MBAR | 3,4% | 0.5 | 0 | 50 | 100 | 150 | 200 | DISPLAY : 4˝ (101.6 mm) diameter dial face PRESSURE LIMIT : 0 to 34.5 kPa AMBIENT OPERATING LIMIT : 20 to 140°F (-7 to 60°C). HOUSING : Die cast aluminum PROCESS CONNECTION : 1/8" female NPT duplicate high and low pressure taps - one pair side and one pair back. ENCLOSURE RATING : IP66. | 477AV-02
163 | DIFFERENTIAL PRESSURE GAGES | Dwyer | 2000-200PA-BA | SERIES 2000 | Gauges | 0 | 200 | 1 | PA | 3,4% | 0.5 | 0 | 50 | 100 | 150 | 200 | DISPLAY : 4˝ (101.6 mm) diameter dial face PRESSURE LIMIT : 0 to 34.5 kPa AMBIENT OPERATING LIMIT : 20 to 140°F (-7 to 60°C). HOUSING : Die cast aluminum PROCESS CONNECTION : 1/8" female NPT duplicate high and low pressure taps - one pair side and one pair back. ENCLOSURE RATING : IP66. | 477AV-02
164 | DIFFERENTIAL PRESSURE GAGES | Dwyer | 2000-2500PA-BA | SERIES 2000 | Gauges | 0 | 2500 | 1 | PA | 3,4% | 0.5 | 0 | 625 | 1250 | 1875 | 2500 | DISPLAY : 4˝ (101.6 mm) diameter dial face PRESSURE LIMIT : 0 to 34.5 kPa AMBIENT OPERATING LIMIT : 20 to 140°F (-7 to 60°C). HOUSING : Die cast aluminum PROCESS CONNECTION : 1/8" female NPT duplicate high and low pressure taps - one pair side and one pair back. ENCLOSURE RATING : IP66. | 477AV-02
165 | DIFFERENTIAL PRESSURE GAGES | Dwyer | 2000-250MM-BA | SERIES 2000 | Gauges | 0 | 250 | 1 | mmwc | 3,4% | 0.5 | 0 | 50 | 100 | 200 | 250 | DISPLAY : 4˝ (101.6 mm) diameter dial face PRESSURE LIMIT : 0 to 34.5 kPa AMBIENT OPERATING LIMIT : 20 to 140°F (-7 to 60°C). HOUSING : Die cast aluminum PROCESS CONNECTION : 1/8" female NPT duplicate high and low pressure taps - one pair side and one pair back. ENCLOSURE RATING : IP66. | 477AV-02
166 | DIFFERENTIAL PRESSURE GAGES | Dwyer | 2000-250PA-BA | SERIES 2000 | Gauges | 0 | 250 | 1 | PA | 3,4% | 0.5 | 0 | 50 | 100 | 200 | 250 | DISPLAY : 4˝ (101.6 mm) diameter dial face PRESSURE LIMIT : 0 to 34.5 kPa AMBIENT OPERATING LIMIT : 20 to 140°F (-7 to 60°C). HOUSING : Die cast aluminum PROCESS CONNECTION : 1/8" female NPT duplicate high and low pressure taps - one pair side and one pair back. ENCLOSURE RATING : IP66. | 477AV-02
167 | DIFFERENTIAL PRESSURE GAGES | Dwyer | 2000-250PA-ASF-BA | SERIES 2000 | Gauges | 0 | 250 | 1 | PA | 3,4% | 0.5 | 0 | 50 | 100 | 200 | 250 | DISPLAY : 4˝ (101.6 mm) diameter dial face PRESSURE LIMIT : 0 to 34.5 kPa AMBIENT OPERATING LIMIT : 20 to 140°F (-7 to 60°C). HOUSING : Die cast aluminum PROCESS CONNECTION : 1/8" female NPT duplicate high and low pressure taps - one pair side and one pair back. ENCLOSURE RATING : IP66. | 477AV-02
168 | DIFFERENTIAL PRESSURE GAGES | Dwyer | 2000-250PA-HA-BA | SERIES 2000 | Gauges | 0 | 250 | 1 | PA | 3,4% | 0.5 | 0 | 50 | 100 | 200 | 250 | DISPLAY : 4˝ (101.6 mm) diameter dial face PRESSURE LIMIT : 0 to 34.5 kPa AMBIENT OPERATING LIMIT : 20 to 140°F (-7 to 60°C). HOUSING : Die cast aluminum PROCESS CONNECTION : 1/8" female NPT duplicate high and low pressure taps - one pair side and one pair back. ENCLOSURE RATING : IP66. | 477AV-02
169 | DIFFERENTIAL PRESSURE GAGES | Dwyer | 2000-25CM-BA | SERIES 2000 | Gauges | 0 | 25 | 1 |  | 3,4% | 0.5 | 0 | 5 | 10 | 20 | 25 | DISPLAY : 4˝ (101.6 mm) diameter dial face PRESSURE LIMIT : 0 to 34.5 kPa AMBIENT OPERATING LIMIT : 20 to 140°F (-7 to 60°C). HOUSING : Die cast aluminum PROCESS CONNECTION : 1/8" female NPT duplicate high and low pressure taps - one pair side and one pair back. ENCLOSURE RATING : IP66. | 477AV-02
170 | DIFFERENTIAL PRESSURE GAGES | Dwyer | 2000-2.5KPa-BA | SERIES 2000 | Gauges | 0 | 2.5 | 1 | kPa | 3,4% | 0.5 | 0 | 0.5 | 1 | 2 | 2.5 | DISPLAY : 4˝ (101.6 mm) diameter dial face PRESSURE LIMIT : 0 to 34.5 kPa AMBIENT OPERATING LIMIT : 20 to 140°F (-7 to 60°C). HOUSING : Die cast aluminum PROCESS CONNECTION : 1/8" female NPT duplicate high and low pressure taps - one pair side and one pair back. ENCLOSURE RATING : IP66. | 477AV-02
171 | DIFFERENTIAL PRESSURE GAGES | Dwyer | 2000-25MBAR-BA | SERIES 2000 | Gauges | 0 | 25 | 1 | MBAR | 3,4% | 0.5 | 0 | 5 | 10 | 20 | 25 | DISPLAY : 4˝ (101.6 mm) diameter dial face PRESSURE LIMIT : 0 to 34.5 kPa AMBIENT OPERATING LIMIT : 20 to 140°F (-7 to 60°C). HOUSING : Die cast aluminum PROCESS CONNECTION : 1/8" female NPT duplicate high and low pressure taps - one pair side and one pair back. ENCLOSURE RATING : IP66. | 477AV-02
172 | DIFFERENTIAL PRESSURE GAGES | Dwyer | 2000-2KG-BA | SERIES 2000 | Gauges | 0 | 3000 | 1 |  | 3,4% | 0.5 | 0 | 0.5 | 1 | 1.5 | 2 | DISPLAY : 4˝ (101.6 mm) diameter dial face PRESSURE LIMIT : 0 to 34.5 kPa AMBIENT OPERATING LIMIT : 20 to 140°F (-7 to 60°C). HOUSING : Die cast aluminum PROCESS CONNECTION : 1/8" female NPT duplicate high and low pressure taps - one pair side and one pair back. ENCLOSURE RATING : IP66. | 477AV-02
173 | DIFFERENTIAL PRESSURE GAGES | Dwyer | 2000-3000MM-HP-BA | SERIES 2000 | Gauges | 0 | 3000 | 1 | mmwc | 3,4% | 0.5 | 0 | 750 | 1500 | 2250 | 3000 | DISPLAY : 4˝ (101.6 mm) diameter dial face PRESSURE LIMIT : 0 to 34.5 kPa AMBIENT OPERATING LIMIT : 20 to 140°F (-7 to 60°C). HOUSING : Die cast aluminum PROCESS CONNECTION : 1/8" female NPT duplicate high and low pressure taps - one pair side and one pair back. ENCLOSURE RATING : IP66. | 477AV-02
174 | DIFFERENTIAL PRESSURE GAGES | Dwyer | 2000-300MM-BA-BA | SERIES 2000 | Gauges | 0 | 300 | 1 | mmwc | 3,4% | 0.5 | 0 | 75 | 150 | 225 | 300 | DISPLAY : 4˝ (101.6 mm) diameter dial face PRESSURE LIMIT : 0 to 34.5 kPa AMBIENT OPERATING LIMIT : 20 to 140°F (-7 to 60°C). HOUSING : Die cast aluminum PROCESS CONNECTION : 1/8" female NPT duplicate high and low pressure taps - one pair side and one pair back. ENCLOSURE RATING : IP66. | 477AV-02
175 | DIFFERENTIAL PRESSURE GAGES | Dwyer | 2000-300MM-SS-BA | SERIES 2000 | Gauges | 0 | 300 | 1 | mmwc | 3,4% | 0.5 | 0 | 75 | 150 | 225 | 300 | DISPLAY : 4˝ (101.6 mm) diameter dial face PRESSURE LIMIT : 0 to 34.5 kPa AMBIENT OPERATING LIMIT : 20 to 140°F (-7 to 60°C). HOUSING : Die cast aluminum PROCESS CONNECTION : 1/8" female NPT duplicate high and low pressure taps - one pair side and one pair back. ENCLOSURE RATING : IP66. | 477AV-02
176 | DIFFERENTIAL PRESSURE GAGES | Dwyer | 2000-300PA-SB-BA | SERIES 2000 | Gauges | 0 | 300 | 1 | PA | 3,4% | 0.5 | 0 | 75 | 150 | 225 | 300 | DISPLAY : 4˝ (101.6 mm) diameter dial face PRESSURE LIMIT : 0 to 34.5 kPa AMBIENT OPERATING LIMIT : 20 to 140°F (-7 to 60°C). HOUSING : Die cast aluminum PROCESS CONNECTION : 1/8" female NPT duplicate high and low pressure taps - one pair side and one pair back. ENCLOSURE RATING : IP66. | 477AV-02
177 | DIFFERENTIAL PRESSURE GAGES | Dwyer | 2000-350MBAR-BA | SERIES 2000 | Gauges | 0 | 350 | 1 | MBAR | 3,4% | 0.5 | 0 | 100 | 200 | 300 | 350 | DISPLAY : 4˝ (101.6 mm) diameter dial face PRESSURE LIMIT : 0 to 34.5 kPa AMBIENT OPERATING LIMIT : 20 to 140°F (-7 to 60°C). HOUSING : Die cast aluminum PROCESS CONNECTION : 1/8" female NPT duplicate high and low pressure taps - one pair side and one pair back. ENCLOSURE RATING : IP66. | 477AV-02
178 | DIFFERENTIAL PRESSURE GAGES | Dwyer | 2000-350MM-BA | SERIES 2000 | Gauges | 0 | 350 | 1 | mmwc | 3,4% | 0.5 | 0 | 100 | 200 | 300 | 350 | DISPLAY : 4˝ (101.6 mm) diameter dial face PRESSURE LIMIT : 0 to 34.5 kPa AMBIENT OPERATING LIMIT : 20 to 140°F (-7 to 60°C). HOUSING : Die cast aluminum PROCESS CONNECTION : 1/8" female NPT duplicate high and low pressure taps - one pair side and one pair back. ENCLOSURE RATING : IP66. | 477AV-02
179 | DIFFERENTIAL PRESSURE GAGES | Dwyer | 2000-4000MM-HP-BA | SERIES 2000 | Gauges | 0 | 4000 | 1 | mmwc | 3,4% | 0.5 | 0 | 1000 | 2000 | 3000 | 4000 | DISPLAY : 4˝ (101.6 mm) diameter dial face PRESSURE LIMIT : 0 to 34.5 kPa AMBIENT OPERATING LIMIT : 20 to 140°F (-7 to 60°C). HOUSING : Die cast aluminum PROCESS CONNECTION : 1/8" female NPT duplicate high and low pressure taps - one pair side and one pair back. ENCLOSURE RATING : IP66. | 477AV-02
180 | DIFFERENTIAL PRESSURE GAGES | Dwyer | 2000-400MM-BA | SERIES 2000 | Gauges | 0 | 400 | 1 | mmwc | 3,4% | 0.5 | 0 | 100 | 200 | 300 | 400 | DISPLAY : 4˝ (101.6 mm) diameter dial face PRESSURE LIMIT : 0 to 34.5 kPa AMBIENT OPERATING LIMIT : 20 to 140°F (-7 to 60°C). HOUSING : Die cast aluminum PROCESS CONNECTION : 1/8" female NPT duplicate high and low pressure taps - one pair side and one pair back. ENCLOSURE RATING : IP66. | 477AV-02
181 | DIFFERENTIAL PRESSURE GAGES | Dwyer | 2000-400PA-BA | SERIES 2000 | Gauges | 0 | 400 | 1 | PA | 3,4% | 0.5 | 0 | 100 | 200 | 300 | 400 | DISPLAY : 4˝ (101.6 mm) diameter dial face PRESSURE LIMIT : 0 to 34.5 kPa AMBIENT OPERATING LIMIT : 20 to 140°F (-7 to 60°C). HOUSING : Die cast aluminum PROCESS CONNECTION : 1/8" female NPT duplicate high and low pressure taps - one pair side and one pair back. ENCLOSURE RATING : IP66. | 477AV-02
182 | DIFFERENTIAL PRESSURE GAGES | Dwyer | 2000-5000MM-BA | SERIES 2000 | Gauges | 0 | 5000 | 1 | mmwc | 3,4% | 0.5 | 0 | 1250 | 2500 | 3750 | 5000 | DISPLAY : 4˝ (101.6 mm) diameter dial face PRESSURE LIMIT : 0 to 34.5 kPa AMBIENT OPERATING LIMIT : 20 to 140°F (-7 to 60°C). HOUSING : Die cast aluminum PROCESS CONNECTION : 1/8" female NPT duplicate high and low pressure taps - one pair side and one pair back. ENCLOSURE RATING : IP66. | 477AV-02
183 | DIFFERENTIAL PRESSURE GAGES | Dwyer | 2000-500MM-BA | SERIES 2000 | Gauges | 0 | 500 | 1 | mmwc | 3,4% | 0.5 | 0 | 125 | 250 | 375 | 500 | DISPLAY : 4˝ (101.6 mm) diameter dial face PRESSURE LIMIT : 0 to 34.5 kPa AMBIENT OPERATING LIMIT : 20 to 140°F (-7 to 60°C). HOUSING : Die cast aluminum PROCESS CONNECTION : 1/8" female NPT duplicate high and low pressure taps - one pair side and one pair back. ENCLOSURE RATING : IP66. | 477AV-02
184 | DIFFERENTIAL PRESSURE GAGES | Dwyer | 2000-500MM-HP-BA | SERIES 2000 | Gauges | 0 | 500 | 1 | mmwc | 3,4% | 0.5 | 0 | 125 | 250 | 375 | 500 | DISPLAY : 4˝ (101.6 mm) diameter dial face PRESSURE LIMIT : 0 to 34.5 kPa AMBIENT OPERATING LIMIT : 20 to 140°F (-7 to 60°C). HOUSING : Die cast aluminum PROCESS CONNECTION : 1/8" female NPT duplicate high and low pressure taps - one pair side and one pair back. ENCLOSURE RATING : IP66. | 477AV-02
185 | DIFFERENTIAL PRESSURE GAGES | Dwyer | 2000-500MM-SS-BA | SERIES 2000 | Gauges | 0 | 500 | 1 | mmwc | 3,4% | 0.5 | 0 | 125 | 250 | 375 | 500 | DISPLAY : 4˝ (101.6 mm) diameter dial face PRESSURE LIMIT : 0 to 34.5 kPa AMBIENT OPERATING LIMIT : 20 to 140°F (-7 to 60°C). HOUSING : Die cast aluminum PROCESS CONNECTION : 1/8" female NPT duplicate high and low pressure taps - one pair side and one pair back. ENCLOSURE RATING : IP66. | 477AV-02
186 | DIFFERENTIAL PRESSURE GAGES | Dwyer | 2000-500PA-ASF-BA | SERIES 2000 | Gauges | 0 | 500 | 1 | PA | 3,4% | 0.5 | 0 | 125 | 250 | 375 | 500 | DISPLAY : 4˝ (101.6 mm) diameter dial face PRESSURE LIMIT : 0 to 34.5 kPa AMBIENT OPERATING LIMIT : 20 to 140°F (-7 to 60°C). HOUSING : Die cast aluminum PROCESS CONNECTION : 1/8" female NPT duplicate high and low pressure taps - one pair side and one pair back. ENCLOSURE RATING : IP66. | 477AV-02
187 | DIFFERENTIAL PRESSURE GAGES | Dwyer | 2000-500PA-HA-BA | SERIES 2000 | Gauges | 0 | 500 | 1 | PA | 3,4% | 0.5 | 0 | 125 | 250 | 375 | 500 | DISPLAY : 4˝ (101.6 mm) diameter dial face PRESSURE LIMIT : 0 to 34.5 kPa AMBIENT OPERATING LIMIT : 20 to 140°F (-7 to 60°C). HOUSING : Die cast aluminum PROCESS CONNECTION : 1/8" female NPT duplicate high and low pressure taps - one pair side and one pair back. ENCLOSURE RATING : IP66. | 477AV-02
188 | DIFFERENTIAL PRESSURE GAGES | Dwyer | 2000-50CM-BA | SERIES 2000 | Gauges | 0 | 500 | 1 |  | 3,4% | 0.5 | 0 | 10 | 20 | 40 | 50 | DISPLAY : 4˝ (101.6 mm) diameter dial face PRESSURE LIMIT : 0 to 34.5 kPa AMBIENT OPERATING LIMIT : 20 to 140°F (-7 to 60°C). HOUSING : Die cast aluminum PROCESS CONNECTION : 1/8" female NPT duplicate high and low pressure taps - one pair side and one pair back. ENCLOSURE RATING : IP66. | 477AV-02
189 | DIFFERENTIAL PRESSURE GAGES | Dwyer | 2000-50MM-ASF-BA | SERIES 2000 | Gauges | 0 | 50 | 1 | mmwc | 3,4% | 0.5 | 0 | 10 | 20 | 40 | 50 | DISPLAY : 4˝ (101.6 mm) diameter dial face PRESSURE LIMIT : 0 to 34.5 kPa AMBIENT OPERATING LIMIT : 20 to 140°F (-7 to 60°C). HOUSING : Die cast aluminum PROCESS CONNECTION : 1/8" female NPT duplicate high and low pressure taps - one pair side and one pair back. ENCLOSURE RATING : IP66. | 477AV-02
190 | DIFFERENTIAL PRESSURE GAGES | Dwyer | 2000-50MM-HA-BA | SERIES 2000 | Gauges | 0 | 50 | 1 | mmwc | 3,4% | 0.5 | 0 | 10 | 20 | 40 | 50 | DISPLAY : 4˝ (101.6 mm) diameter dial face PRESSURE LIMIT : 0 to 34.5 kPa AMBIENT OPERATING LIMIT : 20 to 140°F (-7 to 60°C). HOUSING : Die cast aluminum PROCESS CONNECTION : 1/8" female NPT duplicate high and low pressure taps - one pair side and one pair back. ENCLOSURE RATING : IP66. | 477AV-02
191 | DIFFERENTIAL PRESSURE GAGES | Dwyer | 2000-50MM-M-BA | SERIES 2000 | Gauges | 0 | 50 | 1 | mmwc | 3,4% | 0.5 | 0 | 10 | 20 | 40 | 50 | DISPLAY : 4˝ (101.6 mm) diameter dial face PRESSURE LIMIT : 0 to 34.5 kPa AMBIENT OPERATING LIMIT : 20 to 140°F (-7 to 60°C). HOUSING : Die cast aluminum PROCESS CONNECTION : 1/8" female NPT duplicate high and low pressure taps - one pair side and one pair back. ENCLOSURE RATING : IP66. | 477AV-02
192 | DIFFERENTIAL PRESSURE GAGES | Dwyer | 2000-5MBAR-BA | SERIES 2000 | Gauges | 0 | 5 | 1 | MBAR | 3,4% | 0.5 | 0 | 1 | 2 | 4 | 5 | DISPLAY : 4˝ (101.6 mm) diameter dial face PRESSURE LIMIT : 0 to 34.5 kPa AMBIENT OPERATING LIMIT : 20 to 140°F (-7 to 60°C). HOUSING : Die cast aluminum PROCESS CONNECTION : 1/8" female NPT duplicate high and low pressure taps - one pair side and one pair back. ENCLOSURE RATING : IP66. | 477AV-02
193 | DIFFERENTIAL PRESSURE GAGES | Dwyer | 2000-60MBAR-BA | SERIES 2000 | Gauges | 0 | 60 | 1 | MBAR | 3,4% | 0.5 | 0 | 12 | 36 | 48 | 60 | DISPLAY : 4˝ (101.6 mm) diameter dial face PRESSURE LIMIT : 0 to 34.5 kPa AMBIENT OPERATING LIMIT : 20 to 140°F (-7 to 60°C). HOUSING : Die cast aluminum PROCESS CONNECTION : 1/8" female NPT duplicate high and low pressure taps - one pair side and one pair back. ENCLOSURE RATING : IP66. | 477AV-02
194 | DIFFERENTIAL PRESSURE GAGES | Dwyer | 2000-60PA-BA | SERIES 2000 | Gauges | 0 | 60 | 1 | PA | 3,4% | 0.5 | 0 | 12 | 36 | 48 | 60 | DISPLAY : 4˝ (101.6 mm) diameter dial face PRESSURE LIMIT : 0 to 34.5 kPa AMBIENT OPERATING LIMIT : 20 to 140°F (-7 to 60°C). HOUSING : Die cast aluminum PROCESS CONNECTION : 1/8" female NPT duplicate high and low pressure taps - one pair side and one pair back. ENCLOSURE RATING : IP66. | 477AV-02
195 | DIFFERENTIAL PRESSURE GAGES | Dwyer | 2000-60PA-HA-BA | SERIES 2000 | Gauges | 0 | 60 | 1 | PA | 3,4% | 0.5 | 0 | 12 | 36 | 48 | 60 | DISPLAY : 4˝ (101.6 mm) diameter dial face PRESSURE LIMIT : 0 to 34.5 kPa AMBIENT OPERATING LIMIT : 20 to 140°F (-7 to 60°C). HOUSING : Die cast aluminum PROCESS CONNECTION : 1/8" female NPT duplicate high and low pressure taps - one pair side and one pair back. ENCLOSURE RATING : IP66. | 477AV-02
196 | DIFFERENTIAL PRESSURE GAGES | Dwyer | 2000-6KPa-BA | SERIES 2000 | Gauges | 0 | 6 | 1 | kPa | 3,4% | 0.5 | 0 | 2 | 4 | 5 | 6 | DISPLAY : 4˝ (101.6 mm) diameter dial face PRESSURE LIMIT : 0 to 34.5 kPa AMBIENT OPERATING LIMIT : 20 to 140°F (-7 to 60°C). HOUSING : Die cast aluminum PROCESS CONNECTION : 1/8" female NPT duplicate high and low pressure taps - one pair side and one pair back. ENCLOSURE RATING : IP66. | 477AV-02
197 | DIFFERENTIAL PRESSURE GAGES | Dwyer | 2000-6MM-BA | SERIES 2000 | Gauges | 0 | 6 | 1 | mmwc | 3,4% | 0.5 | 0 | 2 | 4 | 5 | 6 | DISPLAY : 4˝ (101.6 mm) diameter dial face PRESSURE LIMIT : 0 to 34.5 kPa AMBIENT OPERATING LIMIT : 20 to 140°F (-7 to 60°C). HOUSING : Die cast aluminum PROCESS CONNECTION : 1/8" female NPT duplicate high and low pressure taps - one pair side and one pair back. ENCLOSURE RATING : IP66. | 477AV-02
198 | DIFFERENTIAL PRESSURE GAGES | Dwyer | 2000-6MM-G-R-BA | SERIES 2000 | Gauges | 0 | 6 | 1 | mmwc | 3,4% | 0.5 | 0 | 2 | 4 | 5 | 6 | DISPLAY : 4˝ (101.6 mm) diameter dial face PRESSURE LIMIT : 0 to 34.5 kPa AMBIENT OPERATING LIMIT : 20 to 140°F (-7 to 60°C). HOUSING : Die cast aluminum PROCESS CONNECTION : 1/8" female NPT duplicate high and low pressure taps - one pair side and one pair back. ENCLOSURE RATING : IP66. | 477AV-02
199 | DIFFERENTIAL PRESSURE GAGES | Dwyer | 2000-700MM-BA | SERIES 2000 | Gauges | 0 | 700 | 1 | mmwc | 3,4% | 0.5 | 0 | 200 | 400 | 600 | 700 | DISPLAY : 4˝ (101.6 mm) diameter dial face PRESSURE LIMIT : 0 to 34.5 kPa AMBIENT OPERATING LIMIT : 20 to 140°F (-7 to 60°C). HOUSING : Die cast aluminum PROCESS CONNECTION : 1/8" female NPT duplicate high and low pressure taps - one pair side and one pair back. ENCLOSURE RATING : IP66. | 477AV-02
200 | DIFFERENTIAL PRESSURE GAGES | Dwyer | 2000-700PA-BA | SERIES 2000 | Gauges | 0 | 700 | 1 | PA | 3,4% | 0.5 | 0 | 200 | 400 | 600 | 700 | DISPLAY : 4˝ (101.6 mm) diameter dial face PRESSURE LIMIT : 0 to 34.5 kPa AMBIENT OPERATING LIMIT : 20 to 140°F (-7 to 60°C). HOUSING : Die cast aluminum PROCESS CONNECTION : 1/8" female NPT duplicate high and low pressure taps - one pair side and one pair back. ENCLOSURE RATING : IP66. | 477AV-02
201 | DIFFERENTIAL PRESSURE GAGES | Dwyer | 2000-750MM-BA | SERIES 2000 | Gauges | 0 | 750 | 1 | mmwc | 3,4% | 0.5 | 0 | 200 | 400 | 600 | 750 | DISPLAY : 4˝ (101.6 mm) diameter dial face PRESSURE LIMIT : 0 to 34.5 kPa AMBIENT OPERATING LIMIT : 20 to 140°F (-7 to 60°C). HOUSING : Die cast aluminum PROCESS CONNECTION : 1/8" female NPT duplicate high and low pressure taps - one pair side and one pair back. ENCLOSURE RATING : IP66. | 477AV-02
202 | DIFFERENTIAL PRESSURE GAGES | Dwyer | 2000-750MM-HP-BA | SERIES 2000 | Gauges | 0 | 750 | 1 | mmwc | 3,4% | 0.5 | 0 | 200 | 400 | 600 | 750 | DISPLAY : 4˝ (101.6 mm) diameter dial face PRESSURE LIMIT : 0 to 34.5 kPa AMBIENT OPERATING LIMIT : 20 to 140°F (-7 to 60°C). HOUSING : Die cast aluminum PROCESS CONNECTION : 1/8" female NPT duplicate high and low pressure taps - one pair side and one pair back. ENCLOSURE RATING : IP66. | 477AV-02
203 | DIFFERENTIAL PRESSURE GAGES | Dwyer | 2000-750 MM-HP + A-286-BA | SERIES 2000 | Gauges | 0 | 750 | 1 | mmwc | 3,4% | 0.5 | 0 | 200 | 400 | 600 | 750 | DISPLAY : 4˝ (101.6 mm) diameter dial face PRESSURE LIMIT : 0 to 34.5 kPa AMBIENT OPERATING LIMIT : 20 to 140°F (-7 to 60°C). HOUSING : Die cast aluminum PROCESS CONNECTION : 1/8" female NPT duplicate high and low pressure taps - one pair side and one pair back. ENCLOSURE RATING : IP66. | 477AV-02
204 | DIFFERENTIAL PRESSURE GAGES | Dwyer | 2000-75MM-BA | SERIES 2000 | Gauges | 0 | 75 | 1 | mmwc | 3,4% | 0.5 | 0 | 20 | 40 | 60 | 75 | DISPLAY : 4˝ (101.6 mm) diameter dial face PRESSURE LIMIT : 0 to 34.5 kPa AMBIENT OPERATING LIMIT : 20 to 140°F (-7 to 60°C). HOUSING : Die cast aluminum PROCESS CONNECTION : 1/8" female NPT duplicate high and low pressure taps - one pair side and one pair back. ENCLOSURE RATING : IP66. | 477AV-02
205 | DIFFERENTIAL PRESSURE GAGES | Dwyer | 2000-800MM-BA | SERIES 2000 | Gauges | 0 | 800 | 1 | mmwc | 3,4% | 0.5 | 0 | 200 | 400 | 600 | 800 | DISPLAY : 4˝ (101.6 mm) diameter dial face PRESSURE LIMIT : 0 to 34.5 kPa AMBIENT OPERATING LIMIT : 20 to 140°F (-7 to 60°C). HOUSING : Die cast aluminum PROCESS CONNECTION : 1/8" female NPT duplicate high and low pressure taps - one pair side and one pair back. ENCLOSURE RATING : IP66. | 477AV-02
206 | DIFFERENTIAL PRESSURE GAGES | Dwyer | 2000-800PA-BA | SERIES 2000 | Gauges | 0 | 800 | 1 | PA | 3,4% | 0.5 | 0 | 200 | 400 | 600 | 800 | DISPLAY : 4˝ (101.6 mm) diameter dial face PRESSURE LIMIT : 0 to 34.5 kPa AMBIENT OPERATING LIMIT : 20 to 140°F (-7 to 60°C). HOUSING : Die cast aluminum PROCESS CONNECTION : 1/8" female NPT duplicate high and low pressure taps - one pair side and one pair back. ENCLOSURE RATING : IP66. | 477AV-02
207 | DIFFERENTIAL PRESSURE GAGES | Dwyer | 2000-80MM-BA | SERIES 2000 | Gauges | 0 | 80 | 1 | mmwc | 3,4% | 0.5 | 0 | 20 | 40 | 60 | 80 | DISPLAY : 4˝ (101.6 mm) diameter dial face PRESSURE LIMIT : 0 to 34.5 kPa AMBIENT OPERATING LIMIT : 20 to 140°F (-7 to 60°C). HOUSING : Die cast aluminum PROCESS CONNECTION : 1/8" female NPT duplicate high and low pressure taps - one pair side and one pair back. ENCLOSURE RATING : IP66. | 477AV-02